## Sheet1
| Price list 2021/2 Wöhner Germany | valid from 01.06.2021 | as per April 2021
Part no. | Description | Text 1 | Text 2 | Pack size | Price/each | Cu (kg) | Brass (kg) | Ag (g) | kg / 100 pcs. | Product group | Subgroup | Page Manual 2020
01004 | busbar support | 3-pole |  | 6 | 25,83 | 0,000 | 0,076 | 0,000 | 72,7 | 06 | 21
01008 | profile terminal | 500 - 1260 mm² | terminal space 64 x 23-45 | 3 | 85,51 | 0,525 | 0,000 | 0,000 | 124,0 | 07 | 30 | 3.8, 5.1
01009 | bottom trough |  | 230 x 1100 | 2 | 54,63 | 0,000 | 0,000 | 0,000 | 110,0 | 06 | 27
01010 | bottom trough |  | 230 x 700 | 2 | 32,38 | 0,000 | 0,000 | 0,000 | 70,0 | 06 | 27
01011 | bottom trough |  | 290 x 1100 | 2 | 60,26 | 0,000 | 0,000 | 0,000 | 130,0 | 06 | 27
01017 | section mount | for compartment section and trough edge section |  | 4 | 7,76 | 0,000 | 0,000 | 0,000 | 10,7 | 06 | 27
01019 | end cover | 3-pole | 230 mm | 4 | 4,14 | 0,000 | 0,000 | 0,000 | 3,6 | 06 | 27
01025 | busbar section cover | 700 x 195 |  | 2 | 23,86 | 0,000 | 0,000 | 0,000 | 75,0 | 06 | 27 | 3.4
01026 | mount for busbar section cover | depth 32 mm, for 01025 | 9 x 196 x 32 | 10 | 5,73 | 0,000 | 0,000 | 0,000 | 3,9 | 06 | 27 | 3.4
01027 | flexible copper busbar, plain, insulated | 3x 20 x 1 | 326 A, length 2 m | 1 | 59,42 | 1,124 | 0,000 | 0,000 | 112,4 | 06 | 81 | 7.18
01028 | flexible copper busbar, plain, insulated | 6x 20 x 1 | 477 A, length 2 m | 1 | 98,58 | 2,250 | 0,000 | 0,000 | 225,0 | 06 | 81 | 7.18
01029 | flexible copper busbar, plain, insulated | 10x 20 x 1 | 640 A, length 2 m | 1 | 195,42 | 3,750 | 0,000 | 0,000 | 375,0 | 06 | 81 | 7.18
01030 | compartment section | slotted | 17 x 86 x 2400 | 1 | 95,07 | 0,000 | 0,000 | 0,000 | 80,0 | 06 | 27
01035 | flexible copper busbar, plain, insulated | 6x 15.5 x 0.8 | 350 A, length 2 m | 1 | 64,67 | 1,392 | 0,000 | 0,000 | 139,2 | 06 | 81 | 7.18
01037 | trough edge section | slim | 17 x 36 x 1100 | 10 | 22,33 | 0,000 | 0,000 | 0,000 | 31,1 | 06 | 27
01038 | trough edge section | slim | 17 x 36 x 700 | 10 | 14,23 | 0,000 | 0,000 | 0,000 | 19,8 | 06 | 27
01039 | compartment section | closed | 17 x 86 x 1100 | 4 | 26,25 | 0,000 | 0,000 | 0,000 | 48,6 | 06 | 27
01040 | compartment section | closed | 17 x 86 x 700 | 4 | 16,79 | 0,000 | 0,000 | 0,000 | 31,1 | 06 | 27
01041 | compartment section | slotted | 17 x 86 x 1100 | 4 | 44,45 | 0,000 | 0,000 | 0,000 | 36,5 | 06 | 27
01042 | compartment section | slotted | 17 x 86 x 700 | 4 | 28,24 | 0,000 | 0,000 | 0,000 | 23,5 | 06 | 27
01043 | trough edge section | wide | 77 x 36 x 1100 | 2 | 42,06 | 0,000 | 0,000 | 0,000 | 58,3 | 06 | 27
01045 | bottom trough |  | 230 x 2400 | 2 | 93,33 | 0,000 | 0,000 | 0,000 | 240,0 | 06 | 27
01046 | bottom trough |  | 290 x 2400 | 2 | 108,96 | 0,000 | 0,000 | 0,000 | 283,6 | 06 | 27
01047 | clip-on screw connection, for cable lugs | M10 |  | 6 | 14,70 | 0,251 | 0,000 | 0,000 | 36,2 | 07 | 28 | 3.7, 5.2
01048 | trough edge section | slim | 17 x 36 x 2400 | 1 | 48,10 | 0,000 | 0,000 | 0,000 | 67,9 | 06 | 27
01054 | flexible copper busbar, plain, insulated | 3x 9 x 0.8 | 162 A, length 2 m | 1 | 36,09 | 0,404 | 0,000 | 0,000 | 40,4 | 06 | 81 | 7.18
01056 | busbar support cover, incl. end cover | for busbar supports 01495, 01500 and 01603 |  | 10 | 8,07 | 0,000 | 0,000 | 0,000 |  | 06 | 27
01057 | busbar support cover | for busbar supports 01484, 01495, 01500, 01508 and 01603 |  | 10 | 4,93 | 0,000 | 0,000 | 0,000 |  | 06 | 27
01058 | D0-fuse base, busbar mounted, 36mm |  | E 18 / 3P | 10 | 13,88 | 0,000 | 0,025 | 0,000 | 16,1 | 01 | 06
01059 | ring gauge key | E 27 / E 33 |  | 1 | 30,03 | 0,000 | 0,000 | 0,000 | 3,7 | 22 | 04 | 7.9
01060 | flexible copper busbar, plain, insulated | 5x 50 x 1 | 880 A, length 2 m | 1 | 233,18 | 4,660 | 0,000 | 0,000 | 466,0 | 06 | 81 | 7.18
01061 | flexible copper busbar, plain, insulated | 10x 80 x 1 | 1777 A, length 2 m | 1 | 616,86 | 14,900 | 0,000 | 0,000 | 1490,0 | 06 | 81 | 3.8, 5.2, 7.18
01063 | flexible copper busbar, tinned, insulated | 6x 20 x 1 | 477 A, length 2 m | 1 | 118,14 | 2,250 | 0,000 | 0,000 | 225,0 | 06 | 81 | 7.19
01064 | flexible copper busbar, tinned, insulated | 10x 20 x 1 | 640 A, length 2 m | 1 | 234,52 | 3,750 | 0,000 | 0,000 | 375,0 | 06 | 81 | 7.19
01068 | universal conductor terminal | 16 - 120 mm², AWG 4 - 250 MCM |  | 25 | 4,23 | 0,000 | 0,000 | 0,000 | 10,6 | 07 | 18 | 2.2, 3.6
01069 | brace terminal | 500 - 1000 mm² | terminal space 55 x 28 | 3 | 63,72 | 0,196 | 0,000 | 0,000 | 50,0 | 07 | 30 | 3.6, 3.7, 3.8, 5.2, 5.3
01070 | brace terminal | 600 - 1200 mm² | terminal space 68 x 28 | 3 | 78,30 | 0,235 | 0,000 | 0,000 | 63,0 | 07 | 30 | 3.6, 3.8, 5.2, 5.3
01071 | brace terminal | 1000 - 2000 mm² | terminal space 105 x 28 | 3 | 119,46 | 0,355 | 0,000 | 0,000 | 84,0 | 07 | 30 | 3.6, 3.8, 5.2, 5.3
01075 | flexible copper busbar, tinned, insulated | 5x 24 x 1 | 494 A, length 2 m | 1 | 118,14 | 2,250 | 0,000 | 0,000 | 225,0 | 06 | 81 | 7.19
01076 | flexible copper busbar, tinned, insulated | 10x 24 x 1 | 727 A, length 2 m | 1 | 252,72 | 4,500 | 0,000 | 0,000 | 450,0 | 06 | 81 | 7.19
01084 | flexible copper busbar, tinned, insulated | 6x 9 x 0.8 | 240 A, length 2 m | 1 | 54,14 | 0,806 | 0,000 | 0,000 | 80,6 | 06 | 81
01089 | flexible copper busbar, tinned, insulated | 4x 15.5 x 0.8 | 279 A, length 2 m | 1 | 61,64 | 0,928 | 0,000 | 0,000 | 92,8 | 06 | 81 | 7.19
01090 | flexible copper busbar, tinned, insulated | 6x 15.5 x 0.8 | 350 A, length 2 m | 1 | 77,55 | 1,392 | 0,000 | 0,000 | 139,2 | 06 | 81 | 7.19
01091 | flexible copper busbar, tinned, insulated | 10x 15.5 x 0.8 | 470 A, length 2 m | 1 | 121,92 | 2,320 | 0,000 | 0,000 | 232,0 | 06 | 81 | 7.19
01092 | terminal for flat conductors | 40 x 25 |  | 3 | 68,02 | 0,185 | 0,652 | 0,000 | 81,7 | 07 | 25 | 3.8
01093 | terminal cover |  |  | 20 | 0,79 | 0,000 | 0,000 | 0,000 | 0,5 | 07 | 36 | 2.2, 3.6
01094 | terminal for round and sector shaped conductor | 95 - 300 mm² |  | 3 | 68,02 | 0,000 | 0,853 | 0,000 | 85,7 | 07 | 25 | 3.8, 5.1
01095 | flexible copper busbar, tinned, insulated | 5x 32 x 1 | 617 A, length 2 m | 1 | 181,94 | 2,990 | 0,000 | 0,000 | 299,0 | 06 | 81 | 7.19
01096 | flexible copper busbar, tinned, insulated | 10x 32 x 1 | 894 A, length 2 m | 1 | 324,88 | 5,980 | 0,000 | 0,000 | 598,0 | 06 | 81 | 7.19
01097 | flexible copper busbar, tinned, insulated | 5x 40 x 1 | 736 A, length 2 m | 1 | 220,24 | 3,730 | 0,000 | 0,000 | 373,0 | 06 | 81 | 7.19
01098 | D-screw cap, porcelain | 500 V | E 27 | 20 | 1,23 | 0,000 | 0,000 | 0,000 | 4,8 | 22 | 05 | 7.9
01099 | flexible copper busbar, tinned, insulated | 10x 40 x 1 | 1053 A, length 2 m | 1 | 374,51 | 7,460 | 0,000 | 0,000 | 746,0 | 06 | 81 | 7.19
01100 | D-screw cap, porcelain | 500 V | E 33 | 20 | 2,09 | 0,000 | 0,000 | 0,000 | 7,9 | 22 | 05 | 7.9
01102 | busbar terminal for longitudinal connection | 38 mm long |  | 3 | 53,15 | 0,127 | 0,350 | 0,000 | 57,0 | 07 | 33
01103 | D01 screw cap, porcelain | 400 V | E 14 | 20 | 1,18 | 0,000 | 0,000 | 0,000 | 1,9 | 22 | 05 | 7.7
01104 | D02 screw cap, porcelain | 400 V | E 18 | 20 | 1,36 | 0,000 | 0,000 | 0,000 | 1,8 | 22 | 05 | 7.7
01112 | flexible copper busbar, tinned, insulated | 5x 50 x 1 | 880 A, length 2 m | 1 | 279,84 | 4,660 | 0,000 | 0,000 | 466,0 | 06 | 81 | 7.19
01113 | flexible copper busbar, tinned, insulated | 10x 50 x 1 | 1244 A, length 2 m | 1 | 479,18 | 9,320 | 0,000 | 0,000 | 932,0 | 06 | 81 | 7.19
01114 | connection terminal for PE/N bar | 35 mm² | suitable for PE and N busbars 01126 - 01130 | 100 | 1,10 | 0,000 | 0,006 | 0,000 | 1,4 | 07 | 06 | 7.20
01116 | busbar support | 1-pole, to be attached to 01231 and individually mountable |  | 4 | 15,82 | 0,000 | 0,0045 | 0,000 | 13,0 | 06 | 03 | 3.2
01119 | terminal support for PE/N-bar | screw-on |  | 50 | 0,65 | 0,000 | 0,000 | 0,000 | 0,1 | 06 | 30 | 7.20
01120 | terminal support for PE/N-bar | screw-on |  | 50 | 1,27 | 0,000 | 0,000 | 0,000 | 1,4 | 06 | 30 | 7.20
01121 | terminal support for PE/N-bar | snap-on to mounting rail TH35 |  | 50 | 1,72 | 0,000 | 0,000 | 0,000 | 1,6 | 06 | 30 | 7.20
01123 | flexible copper busbar, tinned, insulated | 10x 63 x 1 | 1481 A, length 2 m | 1 | 610,65 | 11,800 | 0,000 | 0,000 | 1180,0 | 06 | 81 | 7.19
01126 | earth/neutral busbar 63A | 8 terminal points | protected against self-loosening | 100 | 1,86 | 0,000 | 0,012 | 0,000 | 2,2 | 06 | 33 | 7.20
01127 | earth/neutral busbar 63A | 12 terminal points | protected against self-loosening | 100 | 2,96 | 0,000 | 0,016 | 0,000 | 3,2 | 06 | 33 | 7.20
01128 | earth/neutral busbar 63A | 16 terminal points | protected against self-loosening | 100 | 3,84 | 0,000 | 0,024 | 0,000 | 4,3 | 06 | 33 | 7.20
01129 | earth/neutral busbar 63A | 24 terminal points | protected against self-loosening | 50 | 5,47 | 0,000 | 0,037 | 0,000 | 6,7 | 06 | 33 | 7.20
01130 | earth/neutral busbar 63A | 166 terminal points | protected against self-loosening | 10 | 34,77 | 0,000 | 0,204 | 0,000 | 46,8 | 06 | 33 | 7.20
01131 | end cover | for busbar supports 01357 and 01485 (1x 01131 = 1 left + 1 right cover) |  | 5 | 9,55 | 0,000 | 0,000 | 0,000 | 5,6 | 06 | 27 | 3.2
01132 | busbar support | 1-pole, to be attached to 01232 and individually mountable |  | 4 | 21,07 | 0,000 | 0,004 | 0,000 | 15,0 | 06 | 03 | 3.2
01135 | brace terminal | 35 - 150 mm², AWG 2 - 300 MCM, lam. Cu. 15 - 20 x 5 - 10 |  | 6 | 14,16 | 0,019 | 0,011 | 0,000 | 10,2 | 07 | 19 | 2.2, 3.6
01136 | set of holders for cover sections, for 3-pole busbar systems | set consisting of left and right holder, for covers 01554, 01555 and 01417 |  | 1 | 17,58 | 0,000 | 0,000 | 0,000 | 18,0 | 07 | 36 | 3.4
01137 | set of holders for cover sections, for 4-pole busbar systems | set consisting of left and right holder, for covers 01599, 01555 and 01417 |  | 1 | 23,03 | 0,000 | 0,000 | 0,000 | 21,0 | 07 | 36 | 3.4
01138 | busbar support 3 phases + N + E |  |  | 30 | 17,35 | 0,000 | 0,000 | 0,000 | 16,7 | 06 | 09 | 3.19, 3.30
01139 | trim frame VMS | for boxes VMS |  | 10 | 16,05 | 0,000 | 0,000 | 0,000 | 16,6 | 06 | 27 | 3.30
01140 | busbar 20 x 10 | length 3.60 m, tinned |  | 1 | 183,49 | 6,500 | 0,000 | 0,000 | 650,0 | 06 | 83 | 3.3
01141 | busbar connecting terminal 630 A | 95 mm |  | 3 | 22,45 | 0,521 | 0,000 | 0,000 | 54,4 | 07 | 33 | 3.9
01143 | neutral terminal, blue | for bar 12 x 2 |  | 50 | 3,01 | 0,000 | 0,013 | 0,000 | 2,7 | 06 | 33 | 7.21
01144 | PE-terminal, green/yellow | for bar 12 x 2 |  | 50 | 3,01 | 0,000 | 0,013 | 0,000 | 2,7 | 06 | 33 | 7.21
01145 | busbar connecting terminal 1600 A | 95 mm |  | 3 | 44,22 | 0,536 | 0,403 | 0,000 | 94,3 | 07 | 33 | 3.9
01147 | connection set, 4-pole, without cover | 95 - 300 mm², AWG 3/0 - 600 MCM |  | 1 | 100,40 | 0,000 | 0,891 | 0,000 | 210,0 | 07 | 51 | 3.5
01162 | connection set, 4-pole, without cover | lam. Cu. 20 - 32 x 3 - 15 |  | 1 | 100,40 | 0,000 | 0,463 | 0,000 | 180,0 | 07 | 51 | 3.5
01165 | connection terminal plate, 3 pole | 35 - 150 mm², AWG 2 - 300 MCM, lam. Cu. 15 - 20 x 5 - 10 |  | 1 | 44,97 | 0,036 | 0,021 | 0,000 | 57,5 | 07 | 48 | 2.2
01166 | busbar connecting terminal 520 A | 55 mm |  | 12 | 10,72 | 0,000 | 0,181 | 0,000 | 19,2 | 07 | 33 | 2.2, 3.9
01170 | reducer for busbar support 01138 | for busbars 5 mm |  | 100 | 0,43 | 0,000 | 0,000 | 0,000 | 0,1 | 06 | 30 | 3.19, 3.30
01182 | tunnel terminal for screw connection M8 | 1x 2.5 - 16 mm² + 2x 2.5 - 25 mm² | NH 00 | 3 | 7,56 | 0,000 | 0,040 | 0,000 | 4,2 | 09 | 51 | 3.22, 3.24, 6.14
01184 | flexible copper busbar, plain, insulated | 10x 24 x 1 | 727 A, length 2 m | 1 | 198,65 | 4,500 | 0,000 | 0,000 | 450,0 | 06 | 81 | 7.18
01185 | profile terminal | 320 - 800 mm² | terminal space 41 x 20-42 | 3 | 59,84 | 0,198 | 0,000 | 0,000 | 67,0 | 07 | 30 | 3.8, 5.1
01186 | profile terminal | 1200 - 3600 mm² | terminal space 101 x 23-45 | 3 | 136,47 | 0,717 | 0,000 | 0,000 | 172,7 | 07 | 30 | 3.8, 5.1
01187 | triple-T section busbar 1140 mm² | length 2.40 m, tinned |  | 1 | 623,41 | 24,624 | 0,000 | 0,000 | 2462,4 | 06 | 92 | 3.3
01188 | triple-T section busbar 1140 mm² | length 453 mm, tinned |  | 1 | 133,63 | 4,640 | 0,000 | 0,000 | 464,0 | 06 | 92 | 5.2
01189 | triple-T section busbar 1140 mm² | length 653 mm, tinned |  | 1 | 172,18 | 6,723 | 0,000 | 0,000 | 672,3 | 06 | 92 | 5.2
01190 | double-T section busbar 720 mm² | length 3.60 m, tinned |  | 1 | 589,39 | 23,340 | 0,000 | 0,000 | 2334,0 | 06 | 91 | 3.3
01193 | busbar connecting terminal 630 A | 150 mm |  | 3 | 19,66 | 0,000 | 0,509 | 0,000 | 52,4 | 07 | 33 | 2.2, 3.9
01194 | flexible copper busbar, plain, insulated | 6x 9 x 0.8 | 240 A, length 2 m | 1 | 45,12 | 0,806 | 0,000 | 0,000 | 80,6 | 06 | 81 | 7.18
01196 | flexible copper busbar, plain, insulated | 4x 15.5 x 0.8 | 279 A, length 2 m | 1 | 51,25 | 0,928 | 0,000 | 0,000 | 92,8 | 06 | 81 | 7.18
01198 | connection terminal, front connection |  | 25 - 95 mm² | 3 | 16,03 | 0,033 | 0,000 | 0,000 | 9,0 | 07 | 26 | 6.2, 6.4, 6.8
01199 | connection terminal plate, 3-pole | 95 - 185 mm² |  | 1 | 58,76 | 0,000 | 0,386 | 0,000 | 132,2 | 07 | 48 | 3.5
01201 | busbar terminal for longitudinal connection | for cables | 120 - 240 mm² | 3 | 13,34 | 0,000 | 0,049 | 0,000 | 11,0 | 07 | 21 | 3.7
01202 | busbar terminal for longitudinal connection | for cables | 150 - 300 mm² | 3 | 14,30 | 0,000 | 0,069 | 0,000 | 13,4 | 07 | 25 | 3.7
01203 | universal conductor terminal | 16 - 120 mm², AWG 4 - 250 MCM |  | 25 | 4,23 | 0,000 | 0,000 | 0,000 | 10,9 | 07 | 18 | 2.2, 3.6, 5.1
01204 | busbar 30 x 10 | length 3.60 m, tinned |  | 1 | 272,82 | 9,677 | 0,000 | 0,000 | 970,0 | 06 | 83 | 3.3
01206 | flat terminal | connection of busbar 40 wide with lam. Cu 20 wide |  | 10 | 11,92 | 0,000 | 0,000 | 0,000 | 17,8 | 07 | 34 | 3.7
01207 | flat terminal | connection of width 50 and 32 |  | 6 | 26,43 | 0,000 | 0,000 | 0,000 | 32,2 | 07 | 34
01218 | flat terminal | connection of width 63 and 40 |  | 3 | 35,18 | 0,000 | 0,000 | 0,000 | 43,4 | 07 | 34
01222 | flat terminal | connection of width 80 and 40 |  | 3 | 46,21 | 0,000 | 0,000 | 0,000 | 84,0 | 07 | 34
01223 | double-T section busbar 500 mm² | length 3.60 m, plain |  | 1 | 317,26 | 15,960 | 0,000 | 0,000 | 1596,0 | 06 | 90 | 3.3
01224 | double-T section busbar 500 mm² | length 3.60 m, tinned |  | 1 | 364,17 | 15,960 | 0,000 | 0,000 | 1596,0 | 06 | 90 | 3.3
01225 | double-T section busbar 500 mm² | length 453 mm, tinned |  | 1 | 56,53 | 2,006 | 0,000 | 0,000 | 200,6 | 06 | 90 | 5.2
01226 | double-T section busbar 500 mm² | length 650 mm, tinned |  | 1 | 69,38 | 2,881 | 0,000 | 0,000 | 288,1 | 06 | 90 | 5.2
01227 | triple-T section busbar 1140 mm² | length 3.60 m, tinned |  | 1 | 936,47 | 36,936 | 0,000 | 0,000 | 3693,6 | 06 | 92 | 3.3
01228 | connection terminal, front connection |  | 25 - 95 mm² | 3 | 16,03 | 0,043 | 0,000 | 0,000 | 9,3 | 07 | 26 | 6.2, 6.3, 6.4, 6.8
01229 | double-T section busbar 720 mm² | length 3.60 m, plain |  | 1 | 487,47 | 23,320 | 0,000 | 0,000 | 2332,0 | 06 | 91 | 3.3
01230 | universal busbar support |  |  | 4 | 36,18 | 0,000 | 0,000 | 0,000 | 50,0 | 06 | 24
01231 | busbar support | 3-pole, with internal screw holes |  | 3 | 40,35 | 0,000 | 0,018 | 0,000 | 59,1 | 06 | 09 | 3.2
01232 | busbar support | 3-pole, with internal screw holes |  | 2 | 56,56 | 0,000 | 0,018 | 0,000 | 69,7 | 06 | 09 | 3.2
01234 | end cover | for busbar supports 01231 and 01232 |  | 4 | 4,28 | 0,000 | 0,000 | 0,000 | 4,8 | 06 | 27 | 3.2
01236 | compartment section | 48 mm deep, 2.40 m long |  | 1 | 44,57 | 0,000 | 0,000 | 0,000 | 70,0 | 06 | 27 | 3.4
01237 | compartment section | 76 mm deep, 2.40 m long |  | 1 | 51,73 | 0,000 | 0,000 | 0,000 | 105,0 | 06 | 27 | 3.4
01238 | compartment section | 106 mm deep, 2.40 m long | 2400 x 106 | 1 | 59,95 | 0,000 | 0,000 | 0,000 | 140,0 | 06 | 27 | 3.4
01240 | Connection terminal plate, 3 pole | 6 - 50 mm², AWG 10 - 2/0, lam. Cu. 7 - 9 x 4 - 10 |  | 1 | 25,70 | 0,031 | 0,018 | 0,000 | 45,1 | 07 | 42 | 3.5
01243 | connection terminal plate, 3-pole | 16 - 120 mm², AWG 2 - 250 MCM, lam. Cu. 9 - 15.5 x 2,4 - 10 |  | 1 | 38,58 | 0,046 | 0,030 | 0,000 | 53,5 | 07 | 45 | 3.5
01244 | busbar cover | for 12 - 30 x 5 busbar, 1 m long | touch protection cover | 10 | 14,58 | 0,000 | 0,000 | 0,000 | 8,7 | 06 | 27 | 2.1, 3.4
01245 | busbar cover | for 12 - 30 x 10 busbar, 1 m long | touch protection cover | 10 | 14,96 | 0,000 | 0,000 | 0,000 | 10,1 | 06 | 27 | 2.1, 3.4, 4.1
01249 | double-T section busbar 720 mm² | length 2.40 m, plain |  | 1 | 324,98 | 15,560 | 0,000 | 0,000 | 1556,0 | 06 | 91 | 3.3
01250 | double-T section busbar 500 mm² | length 2.40 m, plain |  | 1 | 211,69 | 10,600 | 0,000 | 0,000 | 1060,0 | 06 | 90 | 3.3
01251 | busbar cover | for 40 - 60 x 10 busbars, 1m long | touch protection cover | 5 | 18,80 | 0,000 | 0,000 | 0,000 | 17,6 | 06 | 27 | 4.1
01252 | busbar cover | for double-T and triple-T section, 1m long | touch protection cover | 5 | 25,00 | 0,000 | 0,000 | 0,000 | 38,0 | 06 | 27 | 3.4
01253 | flexible copper busbar, plain, insulated | 4x 24 x 1 | 438 A, length 2 m | 1 | 79,97 | 1,800 | 0,000 | 0,000 | 180,0 | 06 | 81 | 7.18
01254 | End cover for 01479 |  |  | 10 | 7,69 | 0,000 | 0,000 | 0,000 | 5,3 | 06 | 27
01255 | flexible copper busbar, plain, insulated | 6x 24 x 1 | 547 A, length 2 m | 1 | 119,88 | 2,700 | 0,000 | 0,000 | 270,0 | 06 | 81 | 7.18
01256 | flexible copper busbar, plain, insulated | 6x 40 x 1 | 809 A, length 2 m | 1 | 209,17 | 4,476 | 0,000 | 0,000 | 447,6 | 06 | 81 | 7.18
01257 | neutral terminal, blue | snap-on |  | 50 | 3,14 | 0,000 | 0,013 | 0,000 | 2,9 | 06 | 33 | 7.21
01258 | PE-terminal, green/yellow | snap-on |  | 50 | 3,14 | 0,000 | 0,013 | 0,000 | 2,9 | 06 | 33 | 7.21
01272 | busbar support 3 phases + N + E, with end cover | for busbar 3-pole 12 x 5 and 12 x 10 | for busbars 5-pole 12 x 5 and 12 x 10, N + PE 12 x 5 | 10 | 11,35 | 0,000 | 0,000 | 0,000 | 6,8 | 06 | 09 | 2.1, 2.5
01273 | flexible copper busbar, plain, insulated | 10x 100 x 1 | 2110 A, length 2 m | 1 | 824,01 | 18,700 | 0,000 | 0,000 | 1870,0 | 06 | 81 | 3.8, 5.2, 7.18
01274 | busbar connecting terminal 2500 A | 95 mm |  | 3 | 46,24 | 1,030 | 0,000 | 0,000 | 120,6 | 07 | 33 | 3.9
01275 | busbar connecting terminal 2500 A | 150 mm |  | 3 | 64,54 | 1,612 | 0,000 | 0,000 | 178,0 | 07 | 33 | 3.9
01282 | flexible copper busbar, plain, insulated | 6x 32 x 1 | 715 A, length 2 m | 1 | 170,44 | 3,588 | 0,000 | 0,000 | 359,0 | 06 | 81
01284 | universal conductor terminal | 1.5 - 16 mm², AWG 16 - 6 |  | 100 | 0,91 | 0,000 | 0,000 | 0,000 | 2,1 | 07 | 03 | 2.2, 3.6
01285 | universal conductor terminal | 4 - 35 mm², AWG 10 - 2 |  | 50 | 1,32 | 0,000 | 0,000 | 0,000 | 4,6 | 07 | 06 | 2.2, 3.6
01287 | universal conductor terminal | 16 - 70 mm², AWG 14 - 2/0 |  | 25 | 1,79 | 0,000 | 0,000 | 0,000 | 7,1 | 07 | 12 | 2.2, 3.6
01289 | universal conductor terminal | 1.5 - 16 mm², AWG 16 - 6 |  | 100 | 1,46 | 0,000 | 0,000 | 0,000 | 2,3 | 07 | 03 | 2.2, 3.6
01290 | universal conductor terminal | 4 - 35 mm², AWG 10 - 2 |  | 50 | 2,13 | 0,000 | 0,000 | 0,000 | 4,7 | 07 | 06 | 2.2, 3.6
01292 | universal conductor terminal | 16 - 70 mm², AWG 14 - 2/0 |  | 25 | 2,48 | 0,000 | 0,000 | 0,000 | 7,5 | 07 | 12 | 2.2, 3.6
01295 | connecting set 2500 A (3-pole) | 200 mm, flexible longitudinal connection |  | 1 | 708,18 | 6,059 | 0,000 | 0,000 | 940,0 | 07 | 33 | 3.9
01298 | holder for flexible copper | for 1x lam. Cu of 6x 15.5 x 0.8 to 10x 63 x 1 |  | 3 | 10,51 | 0,000 | 0,000 | 0,000 | 11,3 | 06 | 30 | 7.18, 7.19
01299 | holder for flexible copper | for multiple fastening for lam. Cu of 5x 40 x 1 to 10x 100 x 1 |  | 4 | 10,27 | 0,000 | 0,000 | 0,000 | 16,6 | 06 | 30 | 7.18, 7.19
01300 | single cover for terminals | for terminal plate 01240 |  | 3 | 1,11 | 0,000 | 0,000 | 0,000 | 0,4 | 07 | 39 | 3.5
01301 | single cover for terminals | for terminal plate 01243 |  | 3 | 0,83 | 0,000 | 0,000 | 0,000 | 0,5 | 07 | 39 | 3.5
01303 | holder for flexible copper |  |  | 4 | 7,48 | 0,000 | 0,000 | 0,000 | 4,5 | 06 | 30
01314 | Cover profile, compact | 0.70 m long | 700 x 160 | 2 | 24,08 | 0,000 | 0,000 | 0,000 | 42,0 | 06 | 27 | 2.1, 2.5
01317 | Mount for cover section |  |  | 10 | 5,52 | 0,000 | 0,000 | 0,000 | 1,8 | 06 | 27 | 2.1, 2.5
01318 | brace terminal | Cu / Al 95 - 185 mm² |  | 6 | 14,16 | 0,000 | 0,128 | 0,000 | 31,2 | 07 | 20 | 3.6, 5.1, 5.3
01319 | brace terminal | lam. Cu. 20x3 ... 32x15 |  | 6 | 14,16 | 0,000 | 0,115 | 0,000 | 30,3 | 07 | 20 | 3.6, 5.3
01320 | Mount for cover section | depth 107 mm, for 01025, 01236, 01237, 01238 |  | 8 | 7,42 | 0,000 | 0,000 | 0,000 | 12,0 | 06 | 27 | 3.4
01323 | flexible copper busbar, plain, insulated | 8x 24 x 1 | 641 A, length 2 m | 1 | 161,43 | 3,600 | 0,000 | 0,000 | 360,0 | 06 | 81 | 7.18
01324 | flexible copper busbar, plain, insulated | 5x 63 x 1 | 1061 A, length 2 m | 1 | 424,83 | 5,900 | 0,000 | 0,000 | 590,0 | 06 | 81 | 7.18
01325 | end cover | for busbar support 01356 and 01601 |  | 10 | 2,31 | 0,000 | 0,000 | 0,000 | 0,7 | 06 | 27 | 3.2
01343 | flexible copper busbar, plain, insulated | 8x 50 x 1 | 1114 A, length 2 m | 1 | 330,40 | 7,460 | 0,000 | 0,000 | 746,0 | 06 | 81 | 7.18
01355 | busbar support | 1-pole, attachable to 01603 or individual mounting, with integrated end cover |  | 1 | 4,39 | 0,000 | 0,000 | 0,000 | 4,1 | 06 | 03 | 3.30
01356 | PE/N-support | 2-pole, indiv. mountable |  | 10 | 11,27 | 0,000 | 0,000 | 0,000 | 9,5 | 06 | 06 | 3.1
01357 | universal busbar support UL | 4-pole, with internal screw holes |  | 10 | 25,49 | 0,000 | 0,000 | 0,000 | 19,7 | 06 | 12 | 3.1
01358 | spacer | suitable for 01508 | for UL applications | 10 | 10,32 | 0,000 | 0,000 | 0,000 | 9,1 | 06 | 30 | 3.1
01359 | spacer | suitable for 01357 | for UL applications | 10 | 13,43 | 0,000 | 0,000 | 0,000 | 13,1 | 06 | 30 | 3.1
01360 | Set of phase separators for UL installation, 3-pole | for longitudinal connecting terminals 01990, 01823, 01827 | 105 mm | 1 | 20,91 | 0,000 | 0,000 | 0,000 | 17,2 | 06 | 27 | 3.9
01361 | Set of phase separators for UL installation, 3-pole | for longitudinal connecting terminals 01141, 01145, 01274 | 145 mm | 1 | 22,05 | 0,000 | 0,000 | 0,000 | 19,6 | 06 | 27 | 3.9
01362 | Set of phase separators for UL installation, 3-pole | for longitudinal connecting terminals 01886, 01829, 01275 | 200 mm | 1 | 23,20 | 0,000 | 0,000 | 0,000 | 21,8 | 06 | 27 | 3.9
01363 | end cover | for busbar support 01602 |  | 1 | 2,35 | 0,000 | 0,000 | 0,000 | 1,5 | 06 | 27 | 3.2
01364 | connection module N | 10 - 120 mm² |  | 1 | 19,99 | 0,015 | 0,009 | 0,000 | 21,5 | 07 | 44 | 2.5
01367 | connection module PE | 10 - 120 mm² |  | 1 | 19,99 | 0,015 | 0,009 | 0,000 | 21,5 | 07 | 44 | 2.5
01369 | busbar support 1-pole, lateral | for section busbars |  | 6 | 10,14 | 0,000 | 0,000 | 0,000 | 11,0 | 06 | 03 | 5.3
01370 | connection set, 3-pole L1 + L2 + L3 | 10 - 120 mm² |  | 1 | 50,94 | 0,045 | 0,027 | 0,000 | 60,0 | 07 | 45 | 2.5
01371 | base plate | 700 x 160 |  | 2 | 24,44 | 0,000 | 0,000 | 0,000 | 26,7 | 06 | 27 | 2.5
01373 | end cover | for busbar supports 01116 and 01132 |  | 4 | 2,93 | 0,000 | 0,000 | 0,000 | 1,8 | 06 | 27 | 3.2
01374 | spacer | suitable for 01272 | for UL applications | 10 | 9,34 | 0,000 | 0,000 | 0,000 | 5,2 | 06 | 30 | 2.1
01376 | intermediate busbar brace | to increase the mechanical strength | 2 mm | 10 | 2,95 | 0,000 | 0,000 | 0,000 | 1,5 | 06 | 30 | 2.5
01379 | hammer-head screw for TCC-profile, with nut and spring washer | M 10 x 45 | for subsequent mounting | 12 | 11,29 | 0,000 | 0,000 | 0,000 | 5,1 | 07 | 29 | 5.3
01380 | bolt for TCC-profile, with nut and spring washer | M 12 x 60 | not for subsequent mounting | 12 | 13,23 | 0,000 | 0,000 | 0,000 | 9,1 | 07 | 29 | 5.3
01401 | Connection terminal plate, 3 pole | 6 - 50 mm², AWG 10 - 2/0, lam. Cu. 7 - 9 x 4 - 10 |  | 1 | 23,30 | 0,031 | 0,018 | 0,000 | 20,6 | 07 | 42 | 2.2
01413 | cover cap, 3-pole | 84 mm wide | 84 x 200 x 55 | 10 | 13,80 | 0,000 | 0,000 | 0,000 | 14,9 | 07 | 36 | 3.6
01416 | touch-safe protection shroud for longitudinal connectors | 3-pole, front and rear mounting, cover width 150 mm | mounting to 2 busbar supports 01430 with a center distance of 150 mm | 1 | 108,11 | 0,000 | 0,000 | 0,000 | 45,0 | 06 | 27 | 4.1
01417 | cover section | top / bottom, slotted, 1.10 m long, for holders 01136 or 01137 | 3 x 118 x 1100 | 2 | 28,50 | 0,000 | 0,000 | 0,000 | 23,0 | 06 | 27 | 3.4
01420 | system shrouding, rear | set for busbar support distance 550 mm (centre to centre) |  | 1 | 89,83 | 0,000 | 0,000 | 0,000 | 91,3 | 06 | 27 | 4.1
01421 | spacer | set, suitable for 01430 |  | 1 | 15,06 | 0,000 | 0,000 | 0,000 | 13,1 | 06 | 27 | 4.1
01422 | busbar support | 3-pole, with internal screw holes |  | 2 | 56,56 | 0,000 | 0,018 | 0,000 | 69,7 | 06 | 09 | 3.2
01423 | connection module with cover | for direct cable connection, Cu / Al up to 240 mm² | angled | 3 | 57,95 | 0,145 | 0,000 | 0,650 | 35,0 | 07 | 54 | 4.2
01424 | D0 strip cover | E 18 | 1 1/3-fold, 36 mm wide | 10 | 1,92 | 0,000 | 0,000 | 0,000 | 3,1 | 01 | 33 | 3.18
01425 | end cover | for busbar support 01422 |  | 4 | 4,28 | 0,000 | 0,000 | 0,000 | 5,3 | 06 | 27 | 3.2
01426 | connection set, 3-pole L1 + L2 + L3 | 10 - 120 mm² |  | 1 | 49,99 | 0,046 | 0,030 | 0,000 | 51,5 | 07 | 45 | 2.5
01427 | connection module PE + N | 10 - 120 mm² |  | 1 | 39,02 | 0,031 | 0,020 | 0,000 | 30,0 | 07 | 44 | 2.5
01429 | connection terminal | Cu and Al 16 - 240 mm² | for busbars of 5 to 10 mm thickness and minimum 30 mm width | 3 | 31,33 | 0,000 | 0,261 | 0,000 | 44,0 | 07 | 21
01430 | universal busbar support |  |  | 4 | 42,04 | 0,000 | 0,000 | 0,000 | 50,0 | 06 | 24 | 4.1
01431 | end cover for busbar support 01430 | set for one left and one right busbar support |  | 1 | 22,20 | 0,000 | 0,000 | 0,000 | 39,0 | 06 | 27 | 4.1
01432 | centre cover for busbar support 01430 | when using the busbar support as a centre support |  | 2 | 11,09 | 0,000 | 0,000 | 0,000 | 17,0 | 06 | 27 | 4.1
01433 | CrossLink® touch-safe protection cover module | 50 mm wide | 50 x 540 | 8 | 9,93 | 0,000 | 0,000 | 0,000 | 16,0 | 06 | 27 | 4.1
01434 | CrossLink® touch-safe protection cover module | 100 mm wide | 100 x 540 | 4 | 17,53 | 0,000 | 0,000 | 0,000 | 34,0 | 06 | 27 | 4.1
01435 | front cover IP40 | for CrossLink® covers | 100 mm wide, 1-pole | 3 | 3,91 | 0,000 | 0,000 | 0,000 | 3,0 | 06 | 27 | 4.1
01436 | system shrouding, rear | set for busbar support distance 700 mm (centre to centre) |  | 1 | 115,39 | 0,000 | 0,000 | 0,000 | 110,0 | 06 | 27 | 4.1
01437 | cover cap incl. rear touch protection cover | for connection modules 185Power | for use with CrossLink®185 touch-safe protection cover modules | 1 | 17,53 | 0,000 | 0,000 | 0,000 | 28,0 | 07 | 36 | 4.2
01438 | connection rail | 3-pole | screw M12 | 1 | 279,19 | 2,393 | 0,000 | 3,128 | 484,0 | 07 | 57 | 4.2
01439 | connection rail | 3-pole | for 3 cable lugs 300mm² (offset arrangement), for 4 cable lugs 240 mm² or lam. Cu 80 x 10 | 1 | 1299,92 | 6,786 | 0,027 | 4,410 | 1050,0 | 07 | 57 | 4.2
01440 | completion section | 499 mm long | 499 x 16 | 2 | 9,69 | 0,000 | 0,000 | 0,000 | 5,6 | 06 | 27 | 4.1
01441 | connection module | for direct cable connection, with 2 box terminals 300 mm² | without cover | 1 | 145,85 | 0,893 | 0,136 | 0,000 | 133,0 | 07 | 54 | 4.2
01442 | connection module | for lam. Cu max. 2x 80 x 10 | without cover | 1 | 96,86 | 0,689 | 0,000 | 0,000 | 94,5 | 07 | 54 | 4.2
01443 | connection module | for 4 cable lugs M12 | without cover | 1 | 188,02 | 0,883 | 0,000 | 0,000 | 165,0 | 07 | 54 | 4.2
01444 | completion section | 649 mm long | 649 x 16 | 2 | 12,76 | 0,000 | 0,000 | 0,000 | 7,6 | 06 | 27 | 4.1
01445 | system cover | 99 mm wide | 99 x 670 | 1 | 123,84 | 0,281 | 0,000 | 0,750 | 110,5 | 06 | 27
01479 | universal busbar support | for undrilled flat busbars 30, 40, 50, 60 x 10 |  | 4 | 31,17 | 0,000 | 0,007 | 0,000 | 47,1 | 06 | 21
01480 | longitudinal busbar connector | 40 mm |  | 3 | 22,80 | 0,407 | 0,000 | 0,000 | 48,0 | 07 | 33 | 4.1
01481 | longitudinal busbar connector | 60 mm |  | 3 | 29,63 | 0,602 | 0,000 | 0,000 | 72,0 | 07 | 33 | 4.1
01482 | touch-safe protection shroud for longitudinal connectors | 3-pole, front and rear mounting, cover width 100 mm | mounting to 2 busbar supports 01430 with a center distance of 100 mm | 1 | 95,72 | 0,000 | 0,000 | 0,000 | 29,5 | 06 | 27 | 4.1
01484 | connection busbar support | 3-pole, with integrated terminals 1.5 - 16 mm² |  | 10 | 17,09 | 0,019 | 0,000 | 0,000 | 25,6 | 06 | 09 | 3.2, 3.5
01485 | universal busbar support | 4-pole with internal screw holes |  | 10 | 18,44 | 0,000 | 0,000 | 0,000 | 26,6 | 06 | 12 | 3.1
01489 | PE/N-support | 1-pole, attachable to 01500 or separate mounting |  | 10 | 8,34 | 0,000 | 0,000 | 0,000 | 5,9 | 06 | 03
01492 | D0-fuse base, busbar mounted, 27mm |  | E 18 / 3P | 10 | 12,95 | 0,000 | 0,025 | 0,000 | 15,2 | 01 | 06
01495 | universal busbar support | 3-pole with internal screw holes |  | 10 | 12,25 | 0,000 | 0,000 | 0,000 | 12,7 | 06 | 09 | 3.1
01498 | D0-fuse base, busbar mounted, 36mm | with distance strip | E 18 / 3P | 10 | 13,45 | 0,000 | 0,025 | 0,000 | 15,5 | 01 | 03 | 3.18
01500 | universal busbar support | 3-pole with additional external screw holes |  | 10 | 15,03 | 0,000 | 0,000 | 0,000 | 13,7 | 06 | 09 | 3.1
01508 | universal busbar support UL | 3-pole, with internal screw holes |  | 10 | 17,46 | 0,000 | 0,000 | 0,000 | 14,0 | 06 | 09 | 3.1
01509 | flexible copper busbar, plain, insulated | 10x 50 x 1 | 1244 A, length 2 m | 1 | 399,31 | 9,320 | 0,000 | 0,000 | 932,0 | 06 | 81 | 3.8, 5.2, 7.18
01510 | flexible copper busbar, plain, insulated | 10x 63 x 1 | 1481 A, length 2 m | 1 | 509,11 | 11,800 | 0,000 | 0,000 | 1180,0 | 06 | 81 | 3.8, 5.2, 7.18
01512 | clip-on screw connection, for cable lugs | M5 |  | 25 | 6,70 | 0,027 | 0,000 | 0,000 | 5,0 | 07 | 28 | 3.7
01513 | profile terminal | 320 - 800 mm² | terminal space 41 x 23-45 | 3 | 68,65 | 0,397 | 0,000 | 0,000 | 105,0 | 07 | 30 | 3.8, 5.1
01514 | clip-on screw connection, for cable lugs | M8 |  | 20 | 11,76 | 0,091 | 0,000 | 0,000 | 16,5 | 07 | 28 | 3.7, 5.2
01515 | base plate UL | 240 x 700 |  | 2 | 30,02 | 0,000 | 0,000 | 0,000 | 46,9 | 06 | 27 | 3.1
01518 | base plate UL | 240 x 1100 |  | 2 | 47,18 | 0,000 | 0,000 | 0,000 | 73,7 | 06 | 27 | 3.1
01537 | connection set, 3-pole, without cover | 95 - 300 mm², AWG 3/0 - 600 MCM |  | 1 | 71,61 | 0,000 | 0,668 | 0,000 | 155,5 | 07 | 51 | 3.5
01538 | connection set, 3-pole, without cover | lam. Cu. 20 - 32 x 3 - 15 |  | 1 | 73,40 | 0,000 | 0,347 | 0,000 | 132,5 | 07 | 51 | 3.5
01539 | cover cap, 3-pole | 180 mm wide | 180 x 200 x 90 | 1 | 32,75 | 0,000 | 0,000 | 0,000 | 33,0 | 07 | 36 | 3.6
01540 | cover cap, 3-pole | 250 mm wide | 250 x 200 x 90 | 1 | 37,04 | 0,000 | 0,000 | 0,000 | 39,3 | 07 | 36 | 3.6
01541 | gauge ring 2 A | pink | E 27 | 50 | 0,46 | 0,000 | 0,000 | 0,000 | 0,4 | 22 | 04 | 7.8
01542 | gauge ring 4 A | brown | E 27 | 50 | 0,46 | 0,000 | 0,000 | 0,000 | 0,4 | 22 | 04 | 7.8
01543 | gauge ring 6 A | green | E 27 | 50 | 0,46 | 0,000 | 0,000 | 0,000 | 0,4 | 22 | 04 | 7.8
01544 | gauge ring 10 A | red | E 27 | 50 | 0,42 | 0,000 | 0,000 | 0,000 | 0,4 | 22 | 04 | 7.8
01545 | gauge ring 16 A | grey | E 27 | 50 | 0,46 | 0,000 | 0,000 | 0,000 | 0,4 | 22 | 04 | 7.8
01546 | gauge ring 20 A | blue | E 27 | 50 | 0,54 | 0,000 | 0,000 | 0,000 | 0,4 | 22 | 04 | 7.8
01547 | gauge ring 25 A | yellow | E 27 | 50 | 0,54 | 0,000 | 0,000 | 0,000 | 0,4 | 22 | 04 | 7.8
01548 | gauge ring 35 A | black | E 33 | 50 | 0,67 | 0,000 | 0,000 | 0,000 | 0,4 | 22 | 04 | 7.8
01549 | gauge ring 50 A | white | E 33 | 50 | 0,67 | 0,000 | 0,000 | 0,000 | 0,4 | 22 | 04 | 7.8
01550 | gauge ring 63 A | copper | E 33 | 50 | 0,67 | 0,000 | 0,000 | 0,000 | 0,4 | 22 | 04 | 7.8
01554 | compartment section, for 3-pole systems | front mounted, 1.10 m long, for holder 01136 | 3 x 190 x 1100 | 1 | 33,92 | 0,000 | 0,000 | 0,000 | 45,1 | 07 | 36 | 3.4
01555 | cover section | top / bottom, 1.10 m long, for holders 01136 or 01137 | 3 x 109 x 1100 | 2 | 21,92 | 0,000 | 0,000 | 0,000 | 27,1 | 07 | 36 | 3.4
01562 | connection module 16 mm², 3-pole | with integrated spring terminals 1.5 - 16 mm², AWG 14 - 6 |  | 6 | 15,29 | 0,033 | 0,000 | 0,000 | 16,0 | 07 | 40 | 2.2
01563 | connection module 16 mm², 3-pole | with integrated spring terminals 1.5 - 16 mm², AWG 14 - 6 |  | 8 | 18,23 | 0,033 | 0,000 | 0,000 | 18,1 | 07 | 40 | 3.5
01569 | Connection terminal plate, 3 pole | 6 - 50 mm², AWG 10 - 2/0, lam. Cu. 7 - 9 x 4 - 10 | cover can be removed with tool only | 1 | 26,59 | 0,031 | 0,018 | 0,000 | 45,1 | 07 | 42
01570 | connection terminal plate, 3-pole | 10 - 120 mm², AWG 2 - 250 MCM, lam. Cu. 9 - 15,5 x 2,4 - 10 | cover can be removed with tool only | 1 | 38,02 | 0,046 | 0,030 | 0,000 | 53,5 | 07 | 45
01573 | end cover | for busbar supports 01484, 01495, 01500, 01508 and 01603 |  | 10 | 3,40 | 0,000 | 0,000 | 0,000 | 2,0 | 06 | 27 | 3.2, 3.30
01583 | flexible copper busbar, plain, insulated | 10x 15.5 x 0.8 | 470 A, length 2 m | 1 | 92,51 | 2,320 | 0,000 | 0,000 | 232,0 | 06 | 81 | 7.18
01586 | flat terminal | connection of busbar 30 wide with lam. Cu 30 wide |  | 10 | 12,00 | 0,000 | 0,000 | 0,000 | 19,8 | 07 | 34 | 3.7
01587 | flat terminal | connection of busbar 35 wide with lam. Cu 30 wide |  | 10 | 12,88 | 0,000 | 0,000 | 0,000 | 21,5 | 07 | 34 | 3.7
01590 | cover cap, 3-pole | 54 mm wide | 54 x 200 x 55 | 1 | 12,58 | 0,000 | 0,000 | 0,000 | 14,7 | 07 | 36 | 3.6
01592 | connection module 16 mm², 3-pole | with integrated spring terminals 1.5 - 16 mm², AWG 14 - 6 |  | 1 | 15,83 | 0,024 | 0,000 | 0,090 | 21,5 | 07 | 40 | 1.1
01593 | connection module 50 mm², 3-pole | with box terminals 6 - 50 mm² / AWG 10 - AWG 1 |  | 1 | 26,12 | 0,040 | 0,000 | 0,382 | 25,0 | 07 | 42 | 1.1
01596 | cover cap, 3-pole | 228 mm wide | 228 x 200 x 90 | 1 | 35,68 | 0,000 | 0,000 | 0,000 | 37,3 | 07 | 36 | 3.6
01597 | cover cap, 4-pole | 228 mm wide | 228 x 260 x 90 | 1 | 43,79 | 0,000 | 0,000 | 0,000 | 45,0 | 07 | 36 | 3.6
01599 | front cover section, for 4-pole systems | front mounted, 1.10 m long, for holder 01137 | 3 x 250 x 1100 | 1 | 45,47 | 0,000 | 0,000 | 0,000 | 58,0 | 07 | 36 | 3.4
01601 | PE/N-support | 1-pole, indiv. mountable |  | 1 | 7,01 | 0,000 | 0,000 | 0,000 | 5,9 | 06 | 03 | 3.1
01602 | universal busbar support | 2-pole with internal screw holes |  | 1 | 10,39 | 0,000 | 0,000 | 0,000 | 8,3 | 06 | 06 | 3.1
01603 | universal busbar support | 3-pole with internal screw holes |  | 10 | 10,90 | 0,000 | 0,000 | 0,000 | 10,0 | 06 | 09 | 3.30
01604 | touch protection cover IP20 | for terminal plate 01593 |  | 4 | 5,76 | 0,000 | 0,000 | 0,000 | 0,1 | 07 | 39
01608 | double-T section busbar 720 mm² | length 2.40 m, tinned |  | 1 | 393,02 | 15,540 | 0,000 | 0,000 | 1554,0 | 06 | 91 | 3.3
01609 | double-T section busbar 500 mm² | length 2.40 m, tinned |  | 1 | 240,26 | 10,620 | 0,000 | 0,000 | 1062,0 | 06 | 90 | 3.3
01610 | TCC section busbar 1600 mm² | length 2.40 m, tinned |  | 1 | 875,23 | 34,160 | 0,000 | 0,000 | 3416,0 | 06 | 92 | 3.3, 5.3
01611 | flexible copper busbar, plain, insulated | 5x 24 x 1 | 470 A, length 2 m | 1 | 98,58 | 2,250 | 0,000 | 0,000 | 225,0 | 06 | 81 | 7.18
01612 | flexible copper busbar, plain, insulated | 5x 32 x 1 | 617 A, length 2 m | 1 | 152,00 | 2,990 | 0,000 | 0,000 | 299,0 | 06 | 81 | 7.18
01613 | flexible copper busbar, plain, insulated | 10x 32 x 1 | 894 A, length 2 m | 1 | 270,79 | 5,980 | 0,000 | 0,000 | 598,0 | 06 | 81 | 7.18
01614 | flexible copper busbar, plain, insulated | 5x 40 x 1 | 736 A, length 2 m | 1 | 183,56 | 3,730 | 0,000 | 0,000 | 373,0 | 06 | 81 | 7.18
01615 | flexible copper busbar, plain, insulated | 10x 40 x 1 | 1053 A, length 2 m | 1 | 312,21 | 7,460 | 0,000 | 0,000 | 746,0 | 06 | 81 | 3.8, 5.2, 7.18
01616 | flat terminal | connection of busbar 40 wide with lam. Cu 32 wide |  | 6 | 20,20 | 0,000 | 0,000 | 0,000 | 27,6 | 07 | 34 | 3.7
01617 | flat terminal | connection of width 63 and 50 |  | 3 | 45,46 | 0,000 | 0,000 | 0,000 | 51,5 | 07 | 34
01618 | busbar 12 x 5 | length 2.40 m, tinned |  | 1 | 43,92 | 1,284 | 0,000 | 0,000 | 128,4 | 06 | 82 | 2.1, 2.5, 3.3
01619 | busbar 15 x 5 | length 2.40 m, tinned |  | 1 | 53,50 | 1,606 | 0,000 | 0,000 | 160,6 | 06 | 82 | 3.3
01620 | busbar 20 x 5 | length 2.40 m, tinned |  | 1 | 68,77 | 2,144 | 0,000 | 0,000 | 214,4 | 06 | 82 | 3.3
01621 | busbar 25 x 5 | length 2.40 m, tinned |  | 1 | 84,06 | 2,678 | 0,000 | 0,000 | 267,8 | 06 | 82 | 3.3
01622 | busbar 30 x 5 | length 2.40 m, tinned |  | 1 | 101,07 | 3,214 | 0,000 | 0,000 | 321,4 | 06 | 82 | 3.3
01623 | busbar 12 x 10 | length 2.40 m, tinned |  | 1 | 84,06 | 2,570 | 0,000 | 0,000 | 257,0 | 06 | 83 | 2.1, 3.3
01624 | busbar 20 x 10 | length 2.40 m, tinned |  | 1 | 122,27 | 4,286 | 0,000 | 0,000 | 428,6 | 06 | 83 | 3.3
01625 | busbar 30 x 10 | length 2.40 m, tinned |  | 1 | 183,35 | 6,432 | 0,000 | 0,000 | 643,2 | 06 | 83 | 3.3, 4.1
01626 | busbar 40 x 10 | length 2.40 m, tinned |  | 1 | 245,60 | 8,568 | 0,000 | 0,000 | 856,8 | 06 | 84 | 4.1
01627 | busbar 50 x 10 | length 2.40 m, tinned |  | 1 | 308,76 | 10,728 | 0,000 | 0,000 | 1072,8 | 06 | 84
01628 | busbar 60 x 10 | length 2.40 m, tinned |  | 1 | 372,16 | 12,940 | 0,000 | 0,000 | 1294,0 | 06 | 84 | 4.1
01647 | D0-fuse base, busbar mounted, 27mm |  | E 18 / 3P | 10 | 12,44 | 0,000 | 0,025 | 0,000 | 14,7 | 01 | 03 | 3.18
01670 | D-fuse link 2 A | 500 V, pink | E 27 | 5 | 0,89 | 0,000 | 0,000 | 0,000 | 2,7 | 22 | 02 | 7.8
01671 | D-fuse link 4 A | 500 V, brown | E 27 | 5 | 0,89 | 0,000 | 0,000 | 0,000 | 2,8 | 22 | 02 | 7.8
01672 | D-fuse link 6 A | 500 V, green | E 27 | 5 | 0,89 | 0,000 | 0,000 | 0,000 | 2,8 | 22 | 02 | 7.8
01673 | D-fuse link 10 A | 500 V, red | E 27 | 5 | 0,89 | 0,000 | 0,000 | 0,000 | 2,8 | 22 | 02 | 7.8
01674 | D-fuse link 16 A | 500 V, grey | E 27 | 5 | 0,89 | 0,000 | 0,000 | 0,000 | 2,9 | 22 | 02 | 7.8
01675 | D-fuse link 20 A | 500 V, blue | E 27 | 5 | 0,89 | 0,000 | 0,000 | 0,000 | 3,1 | 22 | 02 | 7.8
01676 | D-fuse link 25 A | 500 V, yellow | E 27 | 5 | 0,89 | 0,000 | 0,000 | 0,000 | 3,2 | 22 | 02 | 7.8
01677 | D-fuse link 35 A | 500 V, black | E 33 | 5 | 1,19 | 0,000 | 0,000 | 0,000 | 4,8 | 22 | 02 | 7.8
01678 | D-fuse link 50 A | 500 V, white | E 33 | 5 | 1,19 | 0,000 | 0,000 | 0,000 | 5,0 | 22 | 02 | 7.8
01679 | D-fuse link 63 A | 500 V, copper | E 33 | 5 | 1,19 | 0,000 | 0,000 | 0,000 | 5,2 | 22 | 02 | 7.8
01685 | D01 fuse link 2 A | pink | E 14 | 10 | 0,86 | 0,000 | 0,000 | 0,000 | 0,6 | 22 | 01 | 7.6
01686 | D01 fuse link 4 A | brown | E 14 | 10 | 0,86 | 0,000 | 0,000 | 0,000 | 0,6 | 22 | 01 | 7.6
01687 | D01 fuse link 6 A | green | E 14 | 10 | 0,86 | 0,000 | 0,000 | 0,000 | 0,6 | 22 | 01 | 7.6
01688 | D01 fuse link 10 A | red | E 14 | 10 | 0,86 | 0,000 | 0,000 | 0,000 | 0,6 | 22 | 01 | 7.6
01689 | D01 fuse link 16 A | grey | E 14 | 10 | 0,86 | 0,000 | 0,000 | 0,000 | 0,7 | 22 | 01 | 7.6
01690 | D02 fuse link 20 A | blue, with silver plated contacts | E 18 | 10 | 0,96 | 0,000 | 0,000 | 0,000 | 1,2 | 22 | 01 | 7.6
01691 | D02 fuse link 25 A | yellow, with silver plated contacts | E 18 | 10 | 0,96 | 0,000 | 0,000 | 0,000 | 1,3 | 22 | 01 | 7.6
01692 | D02 fuse link 35 A | black, with silver plated contacts | E 18 | 10 | 1,02 | 0,000 | 0,000 | 0,000 | 1,3 | 22 | 01 | 7.6
01693 | D02 fuse link 50 A | white, with silver plated contacts | E 18 | 10 | 1,05 | 0,000 | 0,000 | 0,000 | 1,5 | 22 | 01 | 7.6
01694 | D02 fuse link 63 A | copper, with silver plated contacts | E 18 | 10 | 1,02 | 0,000 | 0,000 | 0,000 | 1,5 | 22 | 01 | 7.6
01697 | D02 fuse link 32 A | purple, with silver plated contacts | E 18 | 10 | 1,02 | 0,000 | 0,000 | 0,000 | 1,3 | 22 | 01 | 7.6
01698 | D02 fuse link 40 A | black, with silver plated contacts | E 18 | 10 | 1,02 | 0,000 | 0,000 | 0,000 | 1,3 | 22 | 01 | 7.6
01701 | screw-in gauge ring 4 A | brown | E 27 / E 33 | 25 | 0,59 | 0,000 | 0,000 | 0,000 | 1,2 | 22 | 04 | 7.8
01702 | screw-in gauge ring 6 A | green | E 27 / E 33 | 25 | 0,59 | 0,000 | 0,000 | 0,000 | 1,2 | 22 | 04 | 7.8
01703 | screw-in gauge ring 10 A | red | E 27 / E 33 | 25 | 0,60 | 0,000 | 0,000 | 0,000 | 1,2 | 22 | 04 | 7.8
01704 | screw-in gauge ring 16 A | grey | E 27 / E 33 | 25 | 0,60 | 0,000 | 0,000 | 0,000 | 1,2 | 22 | 04 | 7.8
01705 | screw-in gauge ring 20 A | blue | E 27 / E 33 | 25 | 0,61 | 0,000 | 0,000 | 0,000 | 1,2 | 22 | 04 | 7.8
01706 | screw-in gauge ring 25 A | yellow | E 27 / E 33 | 25 | 0,61 | 0,000 | 0,000 | 0,000 | 1,2 | 22 | 04 | 7.8
01707 | screw-in gauge ring 35 A | black | E 33 | 25 | 1,00 | 0,000 | 0,000 | 0,000 | 2,0 | 22 | 04 | 7.8
01708 | screw-in gauge ring 50 A | white | E 33 | 25 | 1,00 | 0,000 | 0,000 | 0,000 | 2,0 | 22 | 04 | 7.8
01709 | screw-in gauge ring 63 A | copper | E 33 | 25 | 1,00 | 0,000 | 0,000 | 0,000 | 2,0 | 22 | 04 | 7.8
01715 | D01 gauge ring 2 A | pink | E 14 | 50 | 0,50 | 0,000 | 0,000 | 0,000 | 0,1 | 22 | 03 | 7.6
01716 | D01 gauge ring 4 A | brown | E 14 | 50 | 0,50 | 0,000 | 0,000 | 0,000 | 0,1 | 22 | 03 | 7.6
01717 | D01 gauge ring 6 A | green | E 14 | 50 | 0,50 | 0,000 | 0,000 | 0,000 | 0,1 | 22 | 03 | 7.6
01718 | D01 gauge ring 10 A | red | E 14 | 50 | 0,50 | 0,000 | 0,000 | 0,000 | 0,1 | 22 | 03 | 7.6
01719 | D02 gauge ring 20 A | blue | E 18 | 50 | 0,55 | 0,000 | 0,000 | 0,000 | 0,1 | 22 | 03 | 7.6
01720 | D02 gauge ring 25 A | yellow | E 18 | 50 | 0,55 | 0,000 | 0,000 | 0,000 | 0,1 | 22 | 03 | 7.6
01721 | D02 gauge ring 35 A / 40 A | black | E 18 | 50 | 0,55 | 0,000 | 0,000 | 0,000 | 0,1 | 22 | 03 | 7.6
01722 | D02 gauge ring 50 A | white | E 18 | 50 | 0,55 | 0,000 | 0,000 | 0,000 | 0,1 | 22 | 03 | 7.6
01723 | D02 gauge ring 32 A | purple | E 18 | 50 | 0,55 | 0,000 | 0,000 | 0,000 | 0,1 | 22 | 03 | 7.6
01724 | special D01 gauge ring 2 A | pink | E 18 | 50 | 0,55 | 0,000 | 0,000 | 0,000 | 0,1 | 22 | 03 | 7.6
01725 | special D01 gauge ring 4 A | brown | E 18 | 50 | 0,55 | 0,000 | 0,000 | 0,000 | 0,1 | 22 | 03 | 7.6
01726 | special D01 gauge ring 6 A | green | E 18 | 50 | 0,55 | 0,000 | 0,000 | 0,000 | 0,1 | 22 | 03 | 7.6
01727 | special D01 gauge ring 10 A | red | E 18 | 50 | 0,55 | 0,000 | 0,000 | 0,000 | 0,1 | 22 | 03 | 7.6
01728 | special D01 gauge ring 16 A | grey | E 18 | 50 | 0,55 | 0,000 | 0,000 | 0,000 | 0,1 | 22 | 03 | 7.6
01729 | special-retaining spring for D01 - E 18 | 2 - 16 A |  | 50 | 0,43 | 0,000 | 0,000 | 0,000 | 0,1 | 22 | 05 | 7.7
01730 | gauge ring tool | D01 - D03 |  | 1 | 14,96 | 0,000 | 0,000 | 0,000 | 2,8 | 22 | 03 | 7.7
01741 | screw-in gauge ring 2 A | pink | E 27 / E 33 | 25 | 0,51 | 0,000 | 0,000 | 0,000 | 1,3 | 22 | 04 | 7.8
01742 | busbar support | for drilled flat busbars |  | 6 | 23,33 | 0,000 | 0,045 | 0,000 | 70,3 | 06 | 24
01747 | clip-on screw connection, for cable lugs | M5 |  | 25 | 6,70 | 0,027 | 0,000 | 0,000 | 4,8 | 07 | 28 | 3.7
01748 | clip-on screw connection, for cable lugs | M8 |  | 20 | 11,76 | 0,091 | 0,000 | 0,000 | 16,0 | 07 | 28 | 3.7
01749 | clip-on screw connection, for cable lugs | M10 |  | 6 | 14,70 | 0,251 | 0,000 | 0,000 | 35,8 | 07 | 28 | 3.7
01753 | connection terminal plate, 3-pole | lam. Cu. 20 - 32 x 3 - 15 |  | 1 | 74,83 | 0,000 | 0,347 | 0,000 | 144,7 | 07 | 51 | 3.5
01754 | connection terminal plate, 3-pole | 95 - 300 mm² |  | 1 | 74,83 | 0,000 | 0,668 | 0,000 | 165,7 | 07 | 51 | 3.5
01756 | cover cap, 3-pole | 135 mm wide | 135 x 200 x 90 | 1 | 19,59 | 0,000 | 0,000 | 0,000 | 29,5 | 07 | 36 | 3.6
01757 | cover cap, 3-pole | 270 mm wide | 270 x 200 x 90 | 1 | 27,84 | 0,000 | 0,000 | 0,000 | 64,7 | 07 | 36 | 3.6
01759 | brace terminal | 32 x 20 |  | 3 | 19,76 | 0,000 | 0,115 | 0,000 | 34,7 | 07 | 25 | 3.6, 5.3
01760 | brace terminal | Cu / Al 95 - 300 mm² |  | 3 | 19,76 | 0,000 | 0,222 | 0,000 | 42,5 | 07 | 25 | 3.6, 5.1, 5.3
01765 | busbar 80 x 10 | length 2.40 m, tinned |  | 1 | 506,36 | 17,280 | 0,000 | 0,000 | 1728,0 | 06 | 84 | 4.1
01766 | busbar 100 x 10 | length 2.40 m, tinned |  | 1 | 636,21 | 21,740 | 0,000 | 0,000 | 2174,0 | 06 | 84 | 4.1
01767 | busbar 120 x 10 | length 2.40 m, tinned |  | 1 | 765,96 | 25,728 | 0,000 | 0,000 | 2572,8 | 06 | 84 | 4.1
01823 | busbar connecting terminal 630 A | 40 mm long |  | 6 | 15,26 | 0,213 | 0,000 | 0,000 | 25,2 | 07 | 33 | 3.9
01827 | busbar connecting terminal 1600 A | 50 mm long |  | 6 | 25,52 | 0,290 | 0,217 | 0,000 | 49,4 | 07 | 33 | 3.9
01829 | busbar connecting terminal 1600 A | 150 mm long |  | 3 | 61,27 | 0,824 | 0,635 | 0,000 | 146,1 | 07 | 33 | 3.9
01831 | double-T section busbar 720 mm² | length 653 mm , tinned |  | 1 | 111,78 | 4,240 | 0,000 | 0,000 | 424,0 | 06 | 91 | 5.2
01838 | double-T section busbar 720 mm² | length 453 mm, tinned |  | 1 | 88,36 | 2,933 | 0,000 | 0,000 | 293,3 | 06 | 91 | 5.2
01886 | busbar connecting terminal 630 A | 150 mm long |  | 3 | 33,76 | 0,795 | 0,000 | 0,000 | 86,6 | 07 | 33 | 3.9
01890 | connecting latch with brace terminal | for screw conncetion M10 or M12 | for cables Cu and Al 120 - 300 mm² | 3 | 18,58 | 0,130 | 0,044 | 0,000 | 36,6 | 07 | 25 | 3.30
01906 | profile terminal | 500 - 750 mm² | terminal space 51 x 5-28 | 3 | 57,42 | 0,230 | 0,000 | 0,000 | 70,5 | 07 | 30 | 3.8, 5.1
01907 | profile terminal | 600 - 900 mm² | terminal space 64 x 5-28 | 3 | 58,21 | 0,262 | 0,000 | 0,000 | 84,0 | 07 | 30 | 3.8, 5.1
01911 | profile terminal | 600 - 1200 mm² | terminal space 64 x 20-42 | 3 | 76,79 | 0,262 | 0,000 | 0,000 | 85,9 | 07 | 30 | 3.8, 5.1
01915 | busbar support | 5-pole, with internal screw holes |  | 10 | 17,86 | 0,000 | 0,000 | 0,000 | 13,3 | 06 | 18
01926 | earth/neutral busbar 63A | 6 terminal points 10mm², screw-on, 61.5 mm long | without terminal clamp | 100 | 2,06 | 0,000 | 0,018 | 0,000 | 2,5 | 06 | 33 | 7.20
01927 | earth/neutral busbar 63A | 12 terminal points 10mm², screw-on, 124.0 mm long | 1 terminal clamp 25 mm² | 50 | 4,44 | 0,000 | 0,036 | 0,000 | 5,5 | 06 | 33 | 7.20
01928 | earth/neutral busbar 63A | 18 terminal points 10mm², screw-on, 186.5 mm long | 2 terminal clamps 25 mm² | 60 | 7,05 | 0,000 | 0,054 | 0,000 | 9,6 | 06 | 33 | 7.20
01929 | earth/neutral busbar 63A | 24 terminal points 10mm², screw-on, 249.0 mm long | 3 terminal clamps 25 mm² | 50 | 9,78 | 0,000 | 0,072 | 0,000 | 11,5 | 06 | 33 | 7.20
01930 | earth/neutral busbar 63A | 30 terminal points 10mm², screw-on, 311.5 mm long | 4 terminal clamps 25 mm² | 50 | 12,67 | 0,000 | 0,090 | 0,000 | 16,7 | 06 | 33 | 7.20
01931 | earth/neutral busbar 63A | 36 terminal points 10mm², screw-on, 374.0 mm long | 5 terminal clamps 25 mm² | 100 | 15,04 | 0,000 | 0,108 | 0,000 | 17,6 | 06 | 33 | 7.20
01932 | earth/neutral busbar 63A | 96 terminal points 10mm², screw-on, 1000 mm long | 15 terminal clamps 25 mm² | 1 | 28,74 | 0,000 | 0,276 | 0,000 | 48,0 | 06 | 33 | 7.20
01934 | profile terminal | 800 - 1600 mm² | terminal space 81 x 20-42 | 3 | 97,92 | 0,301 | 0,000 | 0,000 | 101,1 | 07 | 30 | 3.8, 5.1
01935 | profile terminal | 1000 - 2000 mm² | terminal space 101 x 20-42 | 3 | 122,27 | 0,358 | 0,000 | 0,000 | 113,7 | 07 | 30 | 3.8, 5.1
01936 | profile terminal | 500 - 1000 mm² | terminal space 51 x 20-42 | 3 | 72,18 | 0,230 | 0,000 | 0,000 | 73,5 | 07 | 30 | 3.8, 5.1
01980 | D0 strip cover | E 18 | 1-fold, 27 mm wide | 10 | 1,74 | 0,000 | 0,000 | 0,000 | 2,6 | 01 | 33 | 3.18
01981 | D0 strip cover | E 18 | 2-fold, 54 mm wide | 10 | 2,34 | 0,000 | 0,000 | 0,000 | 4,0 | 01 | 33 | 3.18
01990 | busbar connecting terminal 630 A | 40 mm long |  | 6 | 15,63 | 0,213 | 0,000 | 0,000 | 23,3 | 07 | 33 | 3.9
01996 | flat terminal | connection of busbar 25 wide with lam. Cu 20 wide |  | 10 | 7,12 | 0,000 | 0,000 | 0,000 | 14,9 | 07 | 34 | 3.7
01997 | flat terminal | connection of busbar 30 wide with lam. Cu 20 wide |  | 10 | 9,93 | 0,000 | 0,000 | 0,000 | 16,2 | 07 | 34 | 3.7
01998 | screw-in gauge ring fitter | E 27 / E 33 |  | 1 | 15,90 | 0,000 | 0,000 | 0,000 | 4,7 | 22 | 04 | 7.9
02562 | feed-through terminal 2-pole | both sides screw |  | 5 | 18,32 | 0,102 | 0,000 | 0,000 | 26,2 | 10 | 65
02563 | feed-through terminal 3-pole | both sides screw |  | 10 | 27,78 | 0,153 | 0,000 | 0,000 | 40,3 | 10 | 65
02564 | feed-through terminal 2-pole | both sides clamp |  | 5 | 20,15 | 0,098 | 0,000 | 0,000 | 27,6 | 10 | 65
03161 | knife link 160 A |  | size 00 | 3 | 9,26 | 0,055 | 0,000 | 0,090 | 7,0 | 22 | 16 | 7.10
03162 | knife link 250 A |  | size 1 | 3 | 17,14 | 0,127 | 0,000 | 0,239 | 14,9 | 22 | 16 | 7.10
03163 | knife link 400 A |  | size 2 | 3 | 17,97 | 0,198 | 0,000 | 0,290 | 20,7 | 22 | 16 | 7.10
03164 | knife link 630 A |  | size 3 | 3 | 22,54 | 0,242 | 0,000 | 0,377 | 28,0 | 22 | 16 | 7.10
03173 | feed-through terminal 160 A | 125 mm long, both sides clamp |  | 10 | 8,03 | 0,056 | 0,000 | 0,000 | 14,6 | 10 | 65 | 6.12, 7.21
03181 | NH fuse 800 A | 500 V, gG | size 4a | 1 | 255,43 | 0,800 | 0,000 | 0,000 | 260,0 | 22 | 11 | 7.11
03182 | NH fuse 1000 A | 500 V, gG | size 4a | 1 | 277,51 | 0,800 | 0,000 | 0,000 | 260,0 | 22 | 11 | 7.11
03183 | NH fuse 1250 A | 500 V, gG | size 4a | 1 | 308,78 | 0,800 | 0,000 | 0,000 | 266,0 | 22 | 11 | 7.11
03185 | knife link 1600 A |  | size 4a | 3 | 79,06 | 0,800 | 0,000 | 0,000 | 85,0 | 22 | 16 | 7.10
03193 | feed-through terminal 160 A | 60 mm long, both sides clamp |  | 10 | 7,36 | 0,025 | 0,000 | 0,000 | 9,1 | 10 | 65 | 6.12, 7.21
03195 | feed-through terminal 250 a | 100 mm long, both sides screw M10 |  | 10 | 12,52 | 0,066 | 0,000 | 0,000 | 16,8 | 10 | 65 | 6.12, 7.21
03196 | feed-through terminal 250 A | 200 mm long, both sides screw M10 |  | 10 | 13,61 | 0,142 | 0,000 | 0,000 | 30,6 | 10 | 65 | 6.12, 7.21
03197 | feed-through terminal 630 A | 100 mm long, both sides screw M12 |  | 10 | 14,04 | 0,108 | 0,000 | 0,000 | 25,6 | 10 | 65 | 6.12, 7.21
03198 | feed-through terminal 630 A | 200 mm long, both sides screw M12 |  | 10 | 15,39 | 0,236 | 0,000 | 0,000 | 42,0 | 10 | 65 | 6.12, 7.21
03199 | CrossLink® NH busbar mounted fuse base 160 A, tapping top / bottom | box terminal | size 00 / 3P | 1 | 52,53 | 0,212 | 0,000 | 0,711 | 87,0 | 10 | 51 | 3.22
03212 | NH fuse-base 160 A, panel mounting | both sides screw M8 | size 00 / 3P, with long touch protection cover | 4 | 36,93 | 0,099 | 0,000 | 0,606 | 48,4 | 10 | 15
03213 | neutral conductor 630 A, disconnectable | screw M12 at both sides | 200 mm long | 3 | 52,16 | 0,270 | 0,000 | 0,818 | 58,9 | 10 | 65 | 6.12
03214 | fuse link 70 A, fast acting | 600 V AC | Class J, 29x118 | 1 | 86,89 | 0,000 | 0,000 | 0,000 |  | 22 | 34 | 7.16
03215 | fuse link 80 A, fast acting | 600 V AC | Class J, 29x118 | 5 | 86,89 | 0,000 | 0,000 | 0,000 |  | 22 | 34 | 7.16
03217 | fuse link 100 A, fast acting | 600 V AC | Class J, 29x118 | 5 | 86,89 | 0,000 | 0,000 | 0,000 |  | 22 | 34 | 7.16
03219 | fuse link 125 A, fast acting | 600 V AC | Class J, 41x146 | 1 | 144,04 | 0,000 | 0,000 | 0,000 |  | 22 | 34 | 7.16
03220 | fuse link 150 A, fast acting | 600 V AC | Class J, 41x146 | 1 | 144,04 | 0,000 | 0,000 | 0,000 |  | 22 | 34 | 7.16
03221 | fuse link 175 A, fast acting | 600 V AC | Class J, 41x146 | 1 | 245,28 | 0,000 | 0,000 | 0,000 | 38,2 | 22 | 34 | 7.16
03222 | fuse link 200 A, fast acting | 600 V AC | Class J, 41x146 | 1 | 216,08 | 0,000 | 0,000 | 0,000 | 35,5 | 22 | 34 | 7.16
03224 | fuse link 250 A, fast acting | 600 V AC | Class J, 54x181 | 1 | 361,11 | 0,000 | 0,000 | 0,000 | 67,0 | 22 | 34 | 7.16
03225 | fuse link 300 A, fast acting | 600 V AC | Class J, 54x181 | 1 | 548,95 | 0,000 | 0,000 | 0,000 | 67,0 | 22 | 34 | 7.16
03226 | fuse link 350 A, fast acting | 600 V AC | Class J, 54x181 | 1 | 361,11 | 0,000 | 0,000 | 0,000 | 67,0 | 22 | 34 | 7.16
03227 | fuse link 400 A, fast acting | 600 V AC | Class J, 54x181 | 1 | 552,10 | 0,000 | 0,000 | 0,000 |  | 22 | 34 | 7.16
03228 | fuse link 70 A, time delay | 600 V AC, 300 V DC | Class J, 29x118 | 1 | 94,47 | 0,000 | 0,000 | 0,000 | 14,5 | 22 | 33 | 7.15
03229 | fuse link 80 A, time delay | 600 V AC, 300 V DC | Class J, 29x118 | 1 | 94,47 | 0,000 | 0,000 | 0,000 | 14,5 | 22 | 33 | 7.15
03230 | fuse link 90 A, time delay | 600 V AC, 300 V DC | Class J, 29x118 | 1 | 94,47 | 0,000 | 0,000 | 0,000 | 14,5 | 22 | 33 | 7.15
03231 | fuse link 100 A, time delay | 600 V AC, 300 V DC | Class J, 29x118 | 1 | 94,47 | 0,000 | 0,000 | 0,000 | 14,5 | 22 | 33 | 7.15
03233 | fuse link 125 A, time delay | 600 V AC, 300 V DC | Class J, 41x146 | 1 | 189,07 | 0,000 | 0,000 | 0,000 | 35,5 | 22 | 33 | 7.15
03234 | fuse link 150 A, time delay | 600 V AC, 300 V DC | Class J, 41x146 | 1 | 189,07 | 0,000 | 0,000 | 0,000 | 35,5 | 22 | 33 | 7.15
03235 | fuse link 175 A, time delay | 600 V AC, 300 V DC | Class J, 41x146 | 1 | 189,07 | 0,000 | 0,000 | 0,000 | 35,5 | 22 | 33 | 7.15
03236 | fuse link 200 A, time delay | 600 V AC, 300 V DC | Class J, 41x146 | 1 | 189,07 | 0,000 | 0,000 | 0,000 | 35,5 | 22 | 33 | 7.15
03238 | fuse link 250 A, time delay | 600 V AC, 300 V DC | Class J, 54x181 | 1 | 378,04 | 0,000 | 0,000 | 0,000 | 67,0 | 22 | 33 | 7.15
03239 | fuse link 300 A, time delay | 600 V AC, 300 V DC | Class J, 54x181 | 1 | 378,04 | 0,000 | 0,000 | 0,000 | 67,0 | 22 | 33 | 7.15
03240 | fuse link 350 A, time delay | 600 V AC, 300 V DC | Class J, 54x181 | 1 | 378,04 | 0,000 | 0,000 | 0,000 | 67,0 | 22 | 33 | 7.15
03241 | fuse link 400 A, time delay | 600 V AC, 300 V DC | Class J, 54x181 | 1 | 378,04 | 0,000 | 0,000 | 0,000 | 67,0 | 22 | 33 | 7.15
03243 | NH fuse 125 A | 400 V, gG | size 000 | 3 | 20,57 | 0,000 | 0,000 | 0,000 | 12,2 | 22 | 11 | 7.10
03288 | NH fuse-base 250 A, panel mounting, for PV | incoming connection screw M10, outgoing connection to busbar 2x 30 x 10, for integrated mounting of CTs type LEM HTA | size 1XL / 1P, with touch protection | 3 | 74,07 | 0,201 | 0,000 | 0,770 | 63,0 | 10 | 07 | 6.11
03289 | NH fuse-base 250 A, panel mounting, for PV | incoming connection screw M10, outgoing connection to busbar 2x 30 x 10 | size 1XL / 1P, with touch protection | 3 | 68,60 | 0,139 | 0,000 | 0,585 | 58,0 | 10 | 07 | 6.11
03290 | NH fuse-base 250 A, panel mounting, for PV | both sides screw M10 | size 1XL / 1P, with touch protection | 3 | 61,84 | 0,097 | 0,000 | 0,400 | 51,0 | 10 | 07 | 6.11
03293 | NH fuse-base 600 A, panel mounting, for PV | incoming connection screw M10, outgoing connection to busbar 2x 40 x 10 | size 2XL / 3L, 1P, with touch protection | 3 | 110,19 | 0,447 | 0,000 | 1,094 | 110,0 | 10 | 13 | 6.11
03294 | NH fuse-base 600 A, panel mounting, for PV | both sides screw M12 | size 2XL / 3L, 1P, with touch protection | 3 | 101,98 | 0,412 | 0,000 | 1,094 | 106,0 | 10 | 13 | 6.11
03299 | CrossLink® NH busbar mounted fuse base 160 A, tapping top / bottom | screw M8 | size 00 / 3P | 1 | 52,53 | 0,203 | 0,000 | 0,690 | 87,0 | 10 | 51 | 3.22
03300 | CrossLink® NH fuse base 250 A, tapping top / bottom | box terminal | size 1 / 3P | 1 | 243,06 | 0,602 | 0,252 | 1,350 | 210,5 | 10 | 54 | 3.22
03301 | CrossLink® NH fuse base 250 A, tapping top / bottom | screw M10 | size 1 / 3P | 1 | 207,68 | 0,463 | 0,000 | 0,800 | 198,5 | 10 | 54 | 3.22
03350 | NH fuse-base 160 A, panel mounting | both sides screw M8, without barrier | size 00 / 1P | 10 | 10,65 | 0,033 | 0,000 | 0,202 | 12,6 | 10 | 03 | 6.11
03351 | NH fuse-base 160 A, panel mounting | both sides screw, with 2 barriers | size 00 / 3P | 4 | 29,85 | 0,099 | 0,000 | 0,606 | 45,7 | 10 | 15 | 6.11
03354 | NH fuse-base 160 A, panel mounting | both sides terminal, without barrier | size 00 / 1P | 10 | 10,65 | 0,033 | 0,000 | 0,188 | 13,0 | 10 | 03 | 6.11
03355 | NH fuse-base 160 A, panel mounting | both sides clamp, with 2 barriers | size 00 / 3P | 4 | 30,28 | 0,101 | 0,000 | 0,564 | 45,5 | 10 | 15 | 6.11
03359 | barrier support, for lateral barrier |  |  | 10 | 1,15 | 0,000 | 0,000 | 0,000 | 0,8 | 10 | 66 | 6.12
03369 | NH busbar mounted fuse base, 160 A | clamp | size 00 / 1P | 10 | 11,79 | 0,046 | 0,000 | 0,290 | 14,9 | 10 | 27
03370 | NH busbar mounted fuse base, 160 A | screw | size 00 / 1P | 10 | 11,79 | 0,045 | 0,000 | 0,297 | 14,2 | 10 | 27
03377 | barrier |  |  | 100 | 0,89 | 0,000 | 0,000 | 0,000 | 2,2 | 10 | 66 | 6.12
03384 | NH busbar mounted fuse base, 250 A | screw | size 1 / 1P | 3 | 47,92 | 0,183 | 0,000 | 0,620 | 54,0 | 10 | 30
03502 | NH fuse extractor handle | without sleeve | size 000 - 3 | 1 | 18,64 | 0,000 | 0,000 | 0,000 | 28,4 | 10 | 66 | 7.10
03518 | busbar mounted fuse base for semicoductor fuses | tapping downward, gauge 110 mm | size 2 / 3P | 1 | 261,81 | 1,069 | 0,000 | 1,548 | 239,7 | 10 | 59
03519 | neutral conductor 160 A | screw M8 at both sides |  | 10 | 6,88 | 0,000 | 0,025 | 0,000 | 14,2 | 10 | 65 | 6.12
03523 | NH fuse 6 A | 500 V, gG | size 000 | 3 | 8,75 | 0,000 | 0,000 | 0,000 | 13,0 | 22 | 11 | 7.10
03524 | NH fuse 10 A | 500 V, gG | size 000 | 3 | 5,94 | 0,000 | 0,000 | 0,000 | 13,0 | 22 | 11 | 7.10
03525 | NH fuse 16 A | 500 V, gG | size 000 | 3 | 5,94 | 0,000 | 0,000 | 0,000 | 13,0 | 22 | 11 | 7.10
03526 | NH fuse 20 A | 500 V, gG | size 000 | 3 | 5,94 | 0,000 | 0,000 | 0,000 | 13,0 | 22 | 11 | 7.10
03527 | NH fuse 25 A | 500 V, gG | size 000 | 3 | 5,94 | 0,000 | 0,000 | 0,000 | 13,0 | 22 | 11 | 7.10
03528 | NH fuse 35 A | 500 V, gG | size 000 | 3 | 5,94 | 0,000 | 0,000 | 0,000 | 13,0 | 22 | 11 | 7.10
03529 | NH fuse 50 A | 500 V, gG | size 000 | 3 | 5,94 | 0,000 | 0,000 | 0,000 | 13,0 | 22 | 11 | 7.10
03530 | NH fuse 63 A | 500 V, gG | size 000 | 3 | 5,94 | 0,000 | 0,000 | 0,000 | 13,0 | 22 | 11 | 7.10
03531 | NH fuse 80 A | 500 V, gG | size 000 | 3 | 5,94 | 0,000 | 0,000 | 0,000 | 13,0 | 22 | 11 | 7.10
03532 | NH fuse 100 A | 500 V, gG | size 000 | 3 | 5,94 | 0,000 | 0,000 | 0,000 | 13,0 | 22 | 11 | 7.10
03533 | NH fuse 125 A | 500 V, gG | size 00 | 3 | 7,06 | 0,000 | 0,000 | 0,000 | 20,0 | 22 | 11 | 7.10
03534 | NH fuse 160 A | 500 V, gG | size 00 | 3 | 7,06 | 0,000 | 0,000 | 0,000 | 20,0 | 22 | 11 | 7.10
03535 | NH fuse 32 A | 500 V, gG | size 000 | 3 | 5,94 | 0,000 | 0,000 | 0,000 | 13,0 | 22 | 11 | 7.10
03536 | NH fuse 40 A | 500 V, gG | size 000 | 3 | 5,94 | 0,000 | 0,000 | 0,000 | 13,0 | 22 | 11 | 7.10
03550 | NH fuse 20 A | 500 V, gG | size 1 | 3 | 9,33 | 0,000 | 0,000 | 0,000 | 28,0 | 22 | 11 | 7.11
03552 | NH fuse 35 A | 500 V, gG | size 1 | 3 | 9,33 | 0,000 | 0,000 | 0,000 | 26,3 | 22 | 11 | 7.11
03553 | NH fuse 50 A | 500 V, gG | size 1 | 3 | 9,33 | 0,000 | 0,000 | 0,000 | 28,0 | 22 | 11 | 7.11
03555 | NH fuse 80 A | 500 V, gG | size 1 | 3 | 9,33 | 0,000 | 0,000 | 0,000 | 28,0 | 22 | 11 | 7.11
03556 | NH fuse 100 A | 500 V, gG | size 1 | 3 | 9,33 | 0,000 | 0,000 | 0,000 | 28,0 | 22 | 11 | 7.11
03557 | NH fuse 125 A | 500 V, gG | size 1 | 3 | 9,33 | 0,000 | 0,000 | 0,000 | 30,0 | 22 | 11 | 7.11
03558 | NH fuse 160 A | 500 V, gG | size 1 | 3 | 9,33 | 0,000 | 0,000 | 0,000 | 30,0 | 22 | 11 | 7.11
03559 | NH fuse 200 A | 500 V, gG | size 1 | 3 | 12,28 | 0,000 | 0,000 | 0,000 | 30,0 | 22 | 11 | 7.11
03560 | NH fuse 224 A | 500 V, gG | size 1 | 3 | 12,28 | 0,000 | 0,000 | 0,000 | 28,0 | 22 | 11 | 7.11
03561 | NH fuse 250 A | 500 V, gG | size 1 | 3 | 12,28 | 0,000 | 0,000 | 0,000 | 26,3 | 22 | 11 | 7.11
03566 | NH fuse 100 A | 500 V, gG | size 2 | 3 | 13,50 | 0,000 | 0,000 | 0,000 | 42,0 | 22 | 11 | 7.11
03568 | NH fuse 160 A | 500 V, gG | size 2 | 3 | 13,50 | 0,000 | 0,000 | 0,000 | 47,8 | 22 | 11 | 7.11
03569 | NH fuse 200 A | 500 V, gG | size 2 | 3 | 13,49 | 0,000 | 0,000 | 0,000 | 42,0 | 22 | 11 | 7.11
03570 | NH fuse 224 A | 500 V, gG | size 2 | 3 | 13,50 | 0,000 | 0,000 | 0,000 | 42,0 | 22 | 11 | 7.11
03571 | NH fuse 250 A | 500 V, gG | size 2 | 3 | 13,50 | 0,000 | 0,000 | 0,000 | 42,0 | 22 | 11 | 7.11
03572 | NH fuse 300 A | 500 V, gG | size 2 | 3 | 16,73 | 0,000 | 0,000 | 0,000 | 64,0 | 22 | 11 | 7.11
03573 | NH fuse 315 A | 500 V, gG | size 2 | 3 | 16,73 | 0,000 | 0,000 | 0,000 | 64,0 | 22 | 11 | 7.11
03574 | NH fuse 355 A | 500 V, gG | size 2 | 3 | 16,73 | 0,000 | 0,000 | 0,000 | 64,0 | 22 | 11 | 7.11
03575 | NH fuse 400 A | 500 V, gG | size 2 | 3 | 16,73 | 0,000 | 0,000 | 0,000 | 64,0 | 22 | 11 | 7.11
03577 | NH fuse 315 A | 500 V, gG | size 3 | 1 | 18,17 | 0,000 | 0,000 | 0,000 | 65,0 | 22 | 11 | 7.11
03579 | NH fuse 400 A | 500 V, gG | size 3 | 1 | 18,17 | 0,000 | 0,000 | 0,000 | 105,0 | 22 | 11 | 7.11
03581 | NH fuse 500 A | 500 V, gG | size 3 | 1 | 31,53 | 0,000 | 0,000 | 0,000 | 105,0 | 22 | 11 | 7.11
03582 | NH fuse 630 A | 500 V, gG | size 3 | 1 | 31,53 | 0,000 | 0,000 | 0,000 | 105,0 | 22 | 11 | 7.11
03587 | NH busbar mounted fuse base, 160 A | screw, screw-on on bar | size 00 / 1P | 10 | 11,79 | 0,045 | 0,000 | 0,297 | 11,5 | 10 | 27
03599 | NH busbar mounted fuse base, 400 A | screw, bar 5 - 10 mm | size 2 / 1P | 3 | 71,00 | 0,383 | 0,000 | 1,233 | 75,8 | 10 | 33
03601 | NH busbar mounted fuse base, 250 A | screw, screw-on on bar | size 1 / 1P | 3 | 47,92 | 0,183 | 0,000 | 0,620 | 46,0 | 10 | 30
03620 | neutral conductor 160 A | clamp, both sides |  | 10 | 6,73 | 0,000 | 0,025 | 0,000 | 14,1 | 10 | 65 | 6.12
03654 | NH busbar mounted fuse base 160 A, tapping top | terminal 70 mm² | size 00 / 3P | 4 | 48,17 | 0,189 | 0,000 | 1,003 | 66,5 | 10 | 51 | 3.22
03656 | NH busbar mounted fuse base 160 A, tapping top | screw M8 | size 00 / 3P | 4 | 48,17 | 0,190 | 0,000 | 1,030 | 64,5 | 10 | 51 | 3.22
03657 | neutral conductor 250 A, disconnectable | screw M8 at both sides | 120 mm long | 10 | 18,87 | 0,000 | 0,110 | 0,000 | 19,5 | 10 | 65 | 6.12
03668 | neutral conductor 160 A, disconnectable | clamp on both sides | 120 mm long | 10 | 17,43 | 0,000 | 0,108 | 0,000 | 19,2 | 10 | 65 | 6.12
03693 | NH busbar mounted fuse base 400 A, tapping bottom | screw M10 | size 2 / 3P | 1 | 261,81 | 1,235 | 0,000 | 2,874 | 291,2 | 10 | 57 | 3.22
03694 | NH busbar mounted fuse base, 400 A | screw | size 2 / 3P | 1 | 255,60 | 1,178 | 0,000 | 2,874 | 286,1 | 10 | 45
03704 | NH busbar mounted fuse base, 250 A | screw, tapping downward, with touch protection | size 1 / 3P | 1 | 214,94 | 0,661 | 0,000 | 1,146 | 211,6 | 10 | 54
03705 | NH busbar mounted fuse base, 250 A | screw | size 1 / 3P | 1 | 194,77 | 0,604 | 0,000 | 1,146 | 208,0 | 10 | 42
03727 | clamp connector | 1.5 - 70 mm² | size 00 | 3 | 1,64 | 0,000 | 0,000 | 0,000 | 1,5 | 09 | 51 | 3.29, 6.14
03757 | neutral conductor 400 A, disconnectable | screw M10 at both sides | 200 mm long | 3 | 51,00 | 0,269 | 0,000 | 0,642 | 58,9 | 10 | 65 | 6.12
03758 | NH fuse-base 160 A, panel mounting | both sides screw M8 | size 00 / 1P, with touch protection | 12 | 13,57 | 0,033 | 0,000 | 0,202 | 15,2 | 10 | 03 | 6.11
03759 | NH fuse-base 160 A, panel mounting | both sides screw M8 | size 00 / 3P, with touch protection | 4 | 34,02 | 0,099 | 0,000 | 0,606 | 48,4 | 10 | 15 | 6.11
03760 | NH fuse-base 160 A, panel mounting | both sides clamp | size 00 / 1P, with touch protection | 12 | 13,57 | 0,033 | 0,000 | 0,188 | 15,5 | 10 | 03 | 6.11
03761 | NH fuse-base 160 A, panel mounting | both sides clamp | size 00 / 3P, with touch protection | 4 | 34,09 | 0,101 | 0,000 | 0,564 | 49,4 | 10 | 15 | 6.11
03762 | NH fuse-base 250 A, panel mounting | both sides screw M10 | size 1 / 1P, with touch protection | 3 | 33,49 | 0,089 | 0,000 | 0,320 | 48,6 | 10 | 06 | 6.11
03763 | NH fuse-base 250 A, panel mounting | both sides screw M10 | size 1 / 3P, with touch protection | 1 | 104,03 | 0,267 | 0,000 | 0,960 | 158,3 | 10 | 18 | 6.11
03765 | NH fuse-base 250 A, panel mounting | both sides clamp | size 1 / 3P, with touch protection | 1 | 104,03 | 0,275 | 0,000 | 1,476 | 161,6 | 10 | 18 | 6.11
03766 | NH fuse-base 400 A, panel mounting | both sides screw M10 | size 2 / 1P, with touch protection | 3 | 54,33 | 0,366 | 0,000 | 1,134 | 93,1 | 10 | 09 | 6.11
03767 | NH fuse-base 400 A, panel mounting | both sides screw M10 | size 2 / 3P, with touch protection | 1 | 171,78 | 1,097 | 0,000 | 3,402 | 288,3 | 10 | 21 | 6.11
03768 | NH fuse-base 630 A, panel mounting | both sides screw M12 | size 3 / 1P, with touch protection | 3 | 70,15 | 0,412 | 0,000 | 1,094 | 110,8 | 10 | 12 | 6.11
03769 | NH fuse-base 630 A, panel mounting | both sides screw M12 | size 3 / 3P, with touch protection | 1 | 216,40 | 1,236 | 0,000 | 3,282 | 340,0 | 10 | 24 | 6.11
03790 | NH busbar mounted fuse base, 630 A | screw, screw-on on bar | size 3 / 1P | 3 | 76,98 | 0,423 | 0,000 | 1,169 | 45,9 | 10 | 36
03791 | shock protection in two parts | for NH fuse-base | size 00 | 10 | 4,79 | 0,000 | 0,000 | 0,000 | 3,5 | 10 | 66
03792 | shock protection in two parts | for NH fuse-base | size 1 | 3 | 8,02 | 0,000 | 0,000 | 0,000 | 12,6 | 10 | 66
03793 | shock protection in two parts | for NH fuse-base | size 2 | 3 | 11,17 | 0,000 | 0,000 | 0,000 | 17,1 | 10 | 66
03794 | shock protection in two parts | for NH fuse-base | size 3 | 3 | 13,57 | 0,000 | 0,000 | 0,000 | 21,0 | 10 | 66
03795 | NH busbar mounted fuse base, 400 A | screw, screw-on on bar | size 2 / 1P | 3 | 71,00 | 0,383 | 0,000 | 1,233 | 68,5 | 10 | 33
03849 | lid interlock | for sealing wire | Size 00 | 10 | 2,22 | 0,000 | 0,000 | 0,000 | 0,2 | 09 | 51 | 3.24, 6.16
03908 | NH fuse 6 A | 690 V, gG | size 00 | 3 | 9,33 | 0,000 | 0,000 | 0,000 | 14,0 | 22 | 12 | 7.10
03909 | NH fuse 10 A | 690 V, gG | size 00 | 3 | 9,33 | 0,000 | 0,000 | 0,000 | 14,0 | 22 | 12 | 7.10
03910 | NH fuse 16 A | 690 V, gG | size 00 | 3 | 9,33 | 0,000 | 0,000 | 0,000 | 14,0 | 22 | 12 | 7.10
03911 | NH fuse 20 A | 690 V, gG | size 00 | 3 | 9,33 | 0,000 | 0,000 | 0,000 | 14,0 | 22 | 12 | 7.10
03912 | NH fuse 25 A | 690 V, gG | size 00 | 3 | 9,33 | 0,000 | 0,000 | 0,000 | 14,0 | 22 | 12 | 7.10
03913 | NH fuse 32 A | 690 V, gG | size 00 | 3 | 9,33 | 0,000 | 0,000 | 0,000 | 14,0 | 22 | 12 | 7.10
03914 | NH fuse 35 A | 690 V, gG | size 00 | 3 | 9,33 | 0,000 | 0,000 | 0,000 | 14,0 | 22 | 12 | 7.10
03915 | NH fuse 40 A | 690 V, gG | size 00 | 3 | 9,33 | 0,000 | 0,000 | 0,000 | 20,0 | 22 | 12 | 7.10
03916 | NH fuse 50 A | 690 V, gG | size 00 | 3 | 9,33 | 0,000 | 0,000 | 0,000 | 20,0 | 22 | 12 | 7.10
03917 | NH fuse 63 A | 690 V, gG | size 00 | 3 | 9,33 | 0,000 | 0,000 | 0,000 | 20,0 | 22 | 12 | 7.10
03918 | NH fuse 80 A | 690 V, gG | size 00 | 3 | 9,33 | 0,000 | 0,000 | 0,000 | 19,0 | 22 | 12 | 7.10
03919 | NH fuse 100 A | 690 V, gG | size 00 | 3 | 9,33 | 0,000 | 0,000 | 0,000 | 20,0 | 22 | 12 | 7.10
03924 | NH fuse 250 A | 690 V, gG | size 1 | 3 | 16,73 | 0,000 | 0,000 | 0,000 | 42,0 | 22 | 12 | 7.11
03929 | NH fuse 160 A | 690 V, gG | size 1 | 3 | 15,97 | 0,000 | 0,000 | 0,000 | 42,0 | 22 | 12 | 7.11
03930 | NH fuse 200 A | 690 V, gG | size 1 | 3 | 16,73 | 0,000 | 0,000 | 0,000 | 35,0 | 22 | 12 | 7.11
03942 | NH fuse 250 A | 690 V, gG | size 2 | 3 | 21,95 | 0,000 | 0,000 | 0,000 | 62,6 | 22 | 12 | 7.11
03943 | NH fuse 315 A | 690 V, gG | size 2 | 3 | 23,37 | 0,000 | 0,000 | 0,000 | 64,0 | 22 | 12 | 7.11
03946 | NH fuse 400 A | 690 V, gG | size 3 | 1 | 45,31 | 0,000 | 0,000 | 0,000 | 105,0 | 22 | 12 | 7.11
03947 | NH fuse 500 A | 690 V, gG | size 3 | 1 | 58,40 | 0,000 | 0,000 | 0,000 | 105,0 | 22 | 12 | 7.11
05188 | neutral conductor 63 A, disconnectable | socket terminal screw-on / snap-on |  | 50 | 12,52 | 0,000 | 0,018 | 0,000 | 2,6 | 10 | 65 | 6.12
05779 | insulator | with female thread at both sides, length across flats 17 | M6 x 20 | 100 | 2,39 | 0,000 | 0,000 | 0,000 | 1,2 | 06 | 89 | 7.17
05780 | insulator | with female thread at both sides, length across flats 30 | M6 x 30 | 20 | 4,49 | 0,000 | 0,000 | 0,000 | 5,4 | 06 | 89 | 7.17
05781 | insulator | with female thread at both sides, length across flats 32 | M6 x 35 | 20 | 5,53 | 0,000 | 0,000 | 0,000 | 7,0 | 06 | 89 | 7.17
05782 | insulator | with female thread at both sides, length across flats 32 | M8 x 35 | 20 | 5,68 | 0,000 | 0,000 | 0,000 | 7,2 | 06 | 89 | 7.17
05783 | insulator | with female thread at both sides, length across flats 40 | M8 x 40 | 20 | 6,83 | 0,000 | 0,000 | 0,000 | 10,2 | 06 | 89 | 7.17
05784 | insulator | with female thread at both sides, length across flats 40 | M10 x 40 | 20 | 7,71 | 0,000 | 0,000 | 0,000 | 10,8 | 06 | 89 | 7.17
05786 | insulator | with female thread at both sides, length across flats 46 | M8 x 45 | 20 | 7,48 | 0,000 | 0,000 | 0,000 | 14,8 | 06 | 89 | 7.17
05787 | insulator | with female thread at both sides, length across flats 46 | M10 x 45 | 20 | 7,90 | 0,000 | 0,000 | 0,000 | 15,3 | 06 | 89 | 7.17
05788 | insulator | with female thread at both sides, length across flats 36 | M10 x 50 | 20 | 9,67 | 0,000 | 0,000 | 0,000 | 12,2 | 06 | 89 | 7.17
05789 | insulator | with female thread at both sides, length across flats 40 | M10 x 60 | 20 | 10,40 | 0,000 | 0,000 | 0,000 | 16,2 | 06 | 89 | 7.17
05790 | insulator | with female thread at both sides, length across flats 36 | M8 x 50 | 20 | 9,19 | 0,000 | 0,000 | 0,000 | 10,9 | 06 | 89 | 7.17
05791 | insulator | with female thread at both sides, length across flats 40 | M12 x 40 | 20 | 8,50 | 0,000 | 0,000 | 0,000 | 11,8 | 06 | 89 | 7.17
05792 | insulator | with female thread at both sides, length across flats 30 | M8 x 30 | 20 | 4,70 | 0,000 | 0,000 | 0,000 | 5,3 | 06 | 89 | 7.17
05793 | insulator | with female thread at both sides, length across flats 22 | M5 x 25 | 20 | 3,63 | 0,000 | 0,000 | 0,000 | 3,5 | 06 | 89 | 7.17
05800 | insulator | with female thread and threaded bolt, length across flats 30 | M6 x 30 | 20 | 6,11 | 0,000 | 0,000 | 0,000 | 5,3 | 06 | 89 | 7.17
05801 | insulator | with female thread and threaded bolt, length across flats 32 | M6 x 35 | 20 | 7,29 | 0,000 | 0,000 | 0,000 | 6,0 | 06 | 89 | 7.17
05802 | insulator | with female thread and threaded bolt, length across flats 32 | M8 x 35 | 20 | 7,57 | 0,000 | 0,000 | 0,000 | 8,2 | 06 | 89 | 7.17
08824 | connection cleat |  | for PE/N bars 01926 - 01932 | 100 | 0,30 | 0,000 | 0,002 | 0,000 | 0,3 | 06 | 30 | 7.20
08825 | rail mounting | for mounting rail 35 x 7.5 | for PE/N bars 01126 - 01129 and 01926 - 01932 | 100 | 0,29 | 0,000 | 0,000 | 0,000 | 0,2 | 06 | 30 | 7.20
11225 | power distribution platform 125 A | 3-pole | 225 mm long, touch-safe protected, with CrossLink® interface | 1 | 44,43 | 0,303 | 0,000 | 0,000 | 79,8 | 06 | 50 | 1.1
11405 | power distribution platform 125 A | 3-pole | 405 mm long, touch-safe protected, with CrossLink® interface | 1 | 70,84 | 0,552 | 0,000 | 0,000 | 137,2 | 06 | 50 | 1.1
23001 | switch-disconnector 3-pole | screw M6, graphite-grey handle | 160 A | 1 | 98,94 | 0,141 | 0,088 | 0,900 | 110,0 | 14 | 02
23002 | switch-disconnector 3-pole | box terminal 6 - 70 mm², graphite grey handle | 160 A | 1 | 128,30 | 0,188 | 0,088 | 1,200 | 110,0 | 14 | 02
23003 | switch-disconnector 3-pole | screw M8, graphite-grey handle | 250 A | 1 | 129,87 | 0,192 | 0,126 | 1,200 | 180,0 | 14 | 03
23004 | switch-disconnector 3-pole | screw M10, graphite-grey handle | 400 A | 1 | 204,05 | 0,216 | 0,126 | 1,300 | 200,0 | 14 | 06
23005 | switch-disconnector 3-pole | screw M10, graphite-grey handle | 630 A | 1 | 315,35 | 0,720 | 0,120 | 4,500 | 500,0 | 14 | 09
23006 | switch-disconnector 3-pole | screw M12, graphite-grey handle | 1000 A | 1 | 401,93 | 0,880 | 0,120 | 5,500 | 540,0 | 14 | 15
23007 | switch-disconnector 3-pole | screw M16, graphite-grey handle | 1250 A | 1 | 859,50 | 2,640 | 0,462 | 16,500 | 1230,0 | 14 | 15
23008 | switch-disconnector 3-pole | screw M12, graphite-grey handle | 1600 A | 1 | 1422,20 | 4,116 | 0,462 | 25,700 | 1320,0 | 14 | 15
23009 | switch-disconnector 3-pole | screw M12, graphite-grey handle | 2500 A | 1 | 4204,76 | 13,336 | 1,168 | 83,200 | 2850,0 | 14 | 18
23010 | switch-disconnector 3-pole | screw M12, graphite-grey handle | 3150 A | 1 | 4765,79 | 15,584 | 1,168 | 97,200 | 3100,0 | 14 | 18
23011 | switch-disconnector 4-pole | screw M6, graphite-grey handle | 160 A | 1 | 111,00 | 0,117 | 0,088 | 0,700 | 120,0 | 14 | 02
23012 | switch-disconnector 4-pole | box terminal 6 - 70 mm², graphite grey handle | 160 A | 1 | 139,61 | 0,156 | 0,088 | 1,000 | 120,0 | 14 | 02
23013 | switch-disconnector 4-pole | screw M8, graphite-grey handle | 250 A | 1 | 139,13 | 0,256 | 0,126 | 1,600 | 190,0 | 14 | 03
23014 | switch-disconnector 4-pole | screw M10, graphite-grey handle | 400 A | 1 | 228,79 | 0,288 | 0,126 | 1,800 | 210,0 | 14 | 06
23015 | switch-disconnector 4-pole | screw M10, graphite-grey handle | 630 A | 1 | 371,01 | 0,960 | 0,120 | 6,000 | 550,0 | 14 | 09
23016 | switch-disconnector 4-pole | screw M12, graphite-grey handle | 1000 A | 1 | 507,04 | 1,184 | 0,120 | 7,400 | 590,0 | 14 | 15
23017 | switch-disconnector 4-pole | screw M16, graphite-grey handle | 1250 A | 1 | 989,35 | 4,304 | 0,462 | 26,900 | 1370,0 | 14 | 15
23018 | switch-disconnector 4-pole | screw M12, graphite-grey handle | 1600 A | 1 | 1638,61 | 5,488 | 0,462 | 34,200 | 1490,0 | 14 | 15
23021 | switch-disconnector 3-pole + N | screw M6, graphite-grey handle | 160 A | 1 | 111,00 | 0,117 | 0,088 | 0,700 | 120,0 | 14 | 02
23022 | switch-disconnector 3-pole + N | box terminal 6 - 70 mm², graphite grey handle | 160 A | 1 | 166,26 | 0,156 | 0,088 | 1,000 | 120,0 | 14 | 02
23023 | switch-disconnector 3-pole + N | screw M8, graphite-grey handle | 250 A | 1 | 139,13 | 0,256 | 0,126 | 1,600 | 190,0 | 14 | 03
23024 | switch-disconnector 3-pole + N | screw M10, graphite-grey handle | 400 A | 1 | 228,79 | 0,288 | 0,126 | 1,800 | 210,0 | 14 | 06
23025 | switch-disconnector 3-pole + N | screw M10, graphite-grey handle | 630 A | 1 | 371,01 | 0,960 | 0,120 | 6,000 | 550,0 | 14 | 09
23026 | switch-disconnector 3-pole + N | screw M12, graphite-grey handle | 1000 A | 1 | 507,04 | 1,184 | 0,120 | 7,400 | 590,0 | 14 | 15
23027 | switch-disconnector 3-pole + N | screw M16, graphite-grey handle | 1250 A | 1 | 989,35 | 4,304 | 0,462 | 26,900 | 1370,0 | 14 | 15
23028 | switch-disconnector 3-pole + N | screw M12, graphite-grey handle | 1600 A | 1 | 1638,61 | 5,488 | 0,462 | 34,200 | 1490,0 | 14 | 15
23101 | changeover switch 3-pole | screw M6 | 160 A | 1 | 238,63 | 0,282 | 0,141 | 2,300 | 260,0 | 14 | 32
23103 | changeover switch 3-pole | screw M8 | 250 A | 1 | 436,03 | 0,384 | 0,196 | 2,400 | 420,0 | 14 | 33
23104 | changeover switch 3-pole | screw M10 | 400 A | 1 | 558,74 | 0,432 | 0,196 | 2,700 | 440,0 | 14 | 36
23105 | changeover switch 3-pole | screw M10 | 630 A | 1 | 851,57 | 0,371 | 0,240 | 2,300 | 1080,0 | 14 | 39
23106 | changeover switch 3-pole | screw M12 | 1000 A | 1 | 1534,16 | 0,641 | 0,240 | 7,100 | 1100,0 | 14 | 45
23107 | changeover switch 3-pole | screw M16 | 1000 A | 1 | 1797,77 | 6,456 | 0,596 | 53,700 | 2700,0 | 14 | 45
23108 | changeover switch 3-pole | screw M12 | 1000 A | 1 | 2004,76 | 8,232 | 0,460 | 68,500 | 3150,0 | 14 | 45
23901 | door coupling rotary drive, graphit-grey blind cover |  |  | 1 | 20,95 | 0,000 | 0,000 | 0,000 | 24,2 | 14 | 51
23902 | door coupling rotary drive, graphit-grey blind cover |  |  | 1 | 21,32 | 0,000 | 0,000 | 0,000 | 24,3 | 14 | 51
23903 | door coupling rotary drive, graphit-grey blind cover |  |  | 1 | 55,72 | 0,000 | 0,000 | 0,000 | 24,3 | 14 | 51
23904 | door coupling rotary drive, graphit-grey blind cover | for padlock |  | 1 | 33,51 | 0,000 | 0,000 | 0,000 | 29,1 | 14 | 51
23905 | door coupling rotary drive, graphit-grey blind cover | for padlock |  | 1 | 33,87 | 0,000 | 0,000 | 0,000 | 29,2 | 14 | 51
23906 | door coupling rotary drive, graphit-grey blind cover | for padlock |  | 1 | 70,01 | 0,000 | 0,000 | 0,000 | 29,2 | 14 | 51
23907 | door coupling rotary drive, graphit-grey blind cover | with key |  | 1 | 76,54 | 0,000 | 0,000 | 0,000 | 33,1 | 14 | 51
23908 | door coupling rotary drive, graphit-grey blind cover | with key |  | 1 | 79,22 | 0,000 | 0,000 | 0,000 | 33,1 | 14 | 51
23909 | door coupling rotary drive, graphit-grey blind cover | with key |  | 1 | 119,76 | 0,000 | 0,000 | 0,000 | 33,1 | 14 | 51
23910 | door coupling rotary handle, yellow-red | for padlock |  | 1 | 37,07 | 0,000 | 0,000 | 0,000 | 39,7 | 14 | 51
23911 | door coupling rotary handle, yellow-red | for padlock |  | 1 | 38,33 | 0,000 | 0,000 | 0,000 | 43,3 | 14 | 51
23912 | door coupling rotary handle, yellow-red | for padlock |  | 1 | 73,55 | 0,000 | 0,000 | 0,000 | 77,7 | 14 | 51
23913 | door coupling rotary handle, yellow-red | for padlock |  | 1 | 79,46 | 0,000 | 0,000 | 0,000 | 78,9 | 14 | 51
23914 | door coupling rotary handle, yellow-red | for padlock |  | 1 | 81,46 | 0,000 | 0,000 | 0,000 | 89,4 | 14 | 51
23915 | connection space cover, top / bottom attachable | for covering all terminals at one side of the switch, transparent |  | 1 | 3,81 | 0,000 | 0,000 | 0,000 | 4,7 | 14 | 51
23916 | connection space cover, top / bottom attachable | for covering all terminals at one side of the switch, transparent |  | 1 | 7,64 | 0,000 | 0,000 | 0,000 | 8,3 | 14 | 51
23917 | connection space cover, top / bottom attachable | for covering all terminals at one side of the switch, transparent |  | 1 | 8,18 | 0,000 | 0,000 | 0,000 | 11,9 | 14 | 51
23918 | connection space cover, top / bottom attachable | for covering all terminals at one side of the switch, transparent |  | 1 | 47,71 | 0,000 | 0,000 | 0,000 | 21,7 | 14 | 51
23919 | connection space cover, top / bottom attachable | for covering all terminals at one side of the switch, transparent |  | 1 | 58,77 | 0,000 | 0,000 | 0,000 | 42,7 | 14 | 51
23920 | pilot switch | 1 n/c + 1 n/o, plug connectors 6.3 x 0.8 |  | 1 | 17,89 | 0,000 | 0,040 | 0,000 | 3,7 | 14 | 51
23921 | pilot switch | 1 n/c + 1 n/o, plug connectors 6.3 x 0.8 |  | 1 | 14,37 | 0,000 | 0,040 | 0,000 | 2,4 | 14 | 51
23922 | extension shaft, 300 mm long |  |  | 1 | 6,86 | 0,000 | 0,020 | 0,000 | 5,4 | 14 | 51
23923 | extension shaft, 300 mm long |  |  | 1 | 13,51 | 0,000 | 0,020 | 0,000 | 28,1 | 14 | 51
23924 | extension shaft, 300 mm long |  |  | 1 | 18,18 | 0,000 | 0,044 | 0,000 | 53,6 | 14 | 51
23925 | connection terminal | 1x 50 - 120 mm² |  | 1 | 26,33 | 0,000 | 0,051 | 0,000 | 9,7 | 14 | 51
23926 | connection terminal | 1x 95 - 240 mm² |  | 1 | 26,94 | 0,000 | 0,094 | 0,000 | 16,1 | 14 | 51
23927 | connection terminal | 2x 50 - 95 mm² |  | 1 | 28,54 | 0,000 | 0,104 | 0,000 | 17,4 | 14 | 51
23928 | connection terminal | 2x 95 - 150 mm² |  | 1 | 29,38 | 0,000 | 0,186 | 0,000 | 29,6 | 14 | 51
23929 | connection terminal | 3x 50 - 95 mm² |  | 1 | 32,85 | 0,000 | 0,180 | 0,000 | 28,5 | 14 | 51
23930 | connection terminal | 2x 95 - 240 mm² |  | 1 | 47,15 | 0,000 | 0,282 | 0,000 | 46,2 | 14 | 51
23931 | connection terminal | 3x 95 - 150 mm² |  | 1 | 39,61 | 0,000 | 0,286 | 0,000 | 46,4 | 14 | 51
30322 | connecting set 1600 A (3-pole) | 150 mm, flexible longitudinal connection |  | 1 | 694,52 | 3,277 | 2,101 | 0,000 | 536,0 | 07 | 33 | 3.9
30473 | connecting set 1600 A (3-pole) | 130 mm, flexible corner connection |  | 1 | 955,16 | 4,228 | 2,101 | 0,000 | 638,0 | 07 | 33 | 3.9
30894 | M8 screw connector | with spring washer | size 00 | 3 | 0,84 | 0,000 | 0,000 | 0,000 | 1,4 | 09 | 51 | 3.29, 6.14
31004 | label | clip 20 x 9 |  | 100 | 0,23 | 0,000 | 0,000 | 0,000 | 0,1 | 03 | 48 | 6.3, 6.5
31005 | D01 screw cap, plastic | 400 V | E 14 | 20 | 1,02 | 0,000 | 0,000 | 0,000 | 1,2 | 22 | 05 | 7.7
31006 | D02 screw cap, plastic | 400 V | E 18 | 20 | 1,12 | 0,000 | 0,000 | 0,000 | 1,3 | 22 | 05 | 7.7
31008 | cylindr. fuse link 1 A | 500 V, gG | 10 x 38 | 10 | 1,22 | 0,000 | 0,000 | 0,000 | 0,6 | 22 | 21 | 7.12
31009 | cylindr. fuse link 8 A | 500 V, gG | 10 x 38 | 10 | 1,22 | 0,000 | 0,000 | 0,000 | 0,6 | 22 | 21 | 7.12
31010 | cylindr. fuse link 12 A | 500 V, gG | 10 x 38 | 10 | 1,22 | 0,000 | 0,000 | 0,000 | 0,6 | 22 | 21 | 7.12
31011 | cylindr. fuse link 2 A | 690 V, gG | 14 x 51 | 10 | 2,06 | 0,000 | 0,000 | 0,000 | 1,9 | 22 | 21 | 7.12
31012 | comb-type busbar, 3-pole, bridge type, pitch 27 mm | 80 A, 1 m long | 16 mm² | 10 | 51,08 | 0,765 | 0,000 | 0,000 | 56,2 | 06 | 95 | 6.2, 6.3, 6.4, 6.8
31014 | comb-type busbar, 1-pole, bridge type, pitch 27 mm | 80 A, 1 m long | 16 mm² | 25 | 19,41 | 0,235 | 0,000 | 0,000 | 19,0 | 06 | 95 | 6.2, 6.3, 6.4, 6.8
31017 | cylindr. fuse link 6 A | 690 V, gG | 14 x 51 | 10 | 2,06 | 0,000 | 0,000 | 0,000 | 1,9 | 22 | 21 | 7.12
31024 | comb type busbar, 1-pole, fork type, pitch 27 mm | 80 A, 1 m long | 16 mm² | 25 | 25,32 | 0,268 | 0,000 | 0,000 | 24,6 | 06 | 95 | 6.3
31026 | comb type busbar, 3-pole, fork type, pitch 27 mm | 80 A, 1 m long | 16 mm² | 10 | 65,64 | 0,670 | 0,000 | 0,000 | 56,0 | 06 | 95 | 6.3
31027 | end cap | for 2-pole and 3-pole comb-type busbars 16 mm² |  | 50 | 0,61 | 0,000 | 0,000 | 0,000 | 0,1 | 06 | 30 | 6.2, 6.3, 6.4, 6.5, 6.8
31028 | connection terminal, side connection |  | 6 - 50 mm² | 25 | 6,64 | 0,000 | 0,000 | 0,000 | 2,5 | 07 | 26 | 6.2, 6.3, 6.4, 6.5, 6.8
31029 | connection terminal, side connection |  | 6 - 50 mm² | 25 | 6,64 | 0,000 | 0,000 | 0,000 | 2,9 | 07 | 26 | 6.2, 6.3, 6.4, 6.5, 6.8
31039 | connection terminal, front connection |  | 6 - 35 mm² / AWG 10 - 1/0 | 10 | 5,58 | 0,016 | 0,000 | 0,000 | 3,0 | 07 | 26 | 6.8, 6.9
31042 | end cap | for 1-pole comb-type busbars 25 mm² |  | 20 | 1,16 | 0,000 | 0,000 | 0,000 | 0,1 | 06 | 30 | 6.8, 6.9
31056 | comb-type busbar, 3-pole, bridge type, pitch 27 mm | 130 A, 1 m long | 35 mm² | 4 | 117,45 | 1,485 | 0,000 | 0,000 | 125,0 | 06 | 95 | 6.2, 6.3, 6.4, 6.8
31057 | comb-type busbar, 1-pole, bridge type, pitch 27 mm | 130 A, 1 m long | 35 mm² | 10 | 47,40 | 0,505 | 0,000 | 0,000 | 50,0 | 06 | 95 | 6.2, 6.4, 6.8
31070 | D strip cover | E 27 | 1-fold, elevated, 42 mm wide | 10 | 2,07 | 0,000 | 0,000 | 0,000 | 4,9 | 01 | 33 | 3.17
31071 | D strip cover | E 33 | 1-fold, elevated, 57 mm wide | 10 | 2,43 | 0,000 | 0,000 | 0,000 | 6,2 | 01 | 33 | 3.17
31072 | D strip cover | E 27 | 2-fold, elevated, 84 mm wide | 5 | 3,16 | 0,000 | 0,000 | 0,000 | 8,4 | 01 | 33 | 3.17
31073 | D strip cover | E 33 | 2-fold, elevated, 114 mm wide | 5 | 3,74 | 0,000 | 0,000 | 0,000 | 10,8 | 01 | 33 | 3.17
31084 | end cap | for 3-pole comb-type busbars 35 mm² |  | 10 | 1,58 | 0,000 | 0,000 | 0,000 | 0,2 | 06 | 30 | 6.2, 6.3, 6.4, 6.8
31085 | connection terminal, front connection |  | 6 - 50 mm² | 25 | 6,64 | 0,000 | 0,000 | 0,000 | 2,9 | 07 | 26 | 6.2, 6.3, 6.4, 6.5, 6.8
31086 | label support | for Triton, snap-on |  | 100 | 0,29 | 0,000 | 0,000 | 0,000 | 0,1 | 02 | 27 | 6.3, 6.5
31098 | D-screw cap, plastic | 500 V | E 27 | 20 | 2,63 | 0,000 | 0,000 | 0,000 | 2,8 | 22 | 05 | 7.9
31100 | D-screw cap, plastic | 500 V | E 33 | 20 | 3,18 | 0,000 | 0,000 | 0,000 | 4,8 | 22 | 05 | 7.9
31101 | comb-type busbar, 1-pole, bridge type, pitch 18 mm | 80 A, 1 m long | 16 mm² | 25 | 18,85 | 0,220 | 0,000 | 0,000 | 21,8 | 06 | 95 | 6.8
31102 | comb-type busbar, 3-pole, bridge type, pitch 18 mm | 80 A, 1 m long | 16 mm² | 10 | 49,65 | 0,812 | 0,000 | 0,000 | 59,4 | 06 | 95 | 6.8
31103 | connection terminal, side connection |  | 6 - 25 mm² | 50 | 3,53 | 0,000 | 0,000 | 0,000 | 1,2 | 07 | 26 | 6.8
31104 | D02 screw cap, plastic, with reducer for D01 | 400 V, with inspection hole | E 18 | 20 | 1,92 | 0,000 | 0,000 | 0,000 | 1,4 | 22 | 05 | 7.7
31110 | holder for cylindrical fuses | 10 x 38 / 1P | 32 A / 690 V | 12 | 5,63 | 0,006 | 0,000 | 0,006 | 5,2 | 17 | 06 | 6.6
31111 | holder for cylindrical fuses | 10 x 38 / 1P + N | 32 A / 690 V | 6 | 11,90 | 0,020 | 0,000 | 0,012 | 11,3 | 17 | 06 | 6.6
31112 | holder for cylindrical fuses | 10x38 / 2P | 32 A / 690 V | 6 | 11,40 | 0,011 | 0,000 | 0,012 | 10,3 | 17 | 06 | 6.6
31113 | holder for cylindrical fuses | 10x38 / 3P | 32 A / 690 V | 4 | 17,05 | 0,016 | 0,000 | 0,018 | 15,5 | 17 | 06 | 6.6
31114 | holder for cylindrical fuses | 10x38 / 3P + N | 32 A / 690 V | 3 | 23,31 | 0,030 | 0,000 | 0,024 | 21,7 | 17 | 06 | 6.6
31115 | holder for cylindrical fuses | 14x51 / 1P | 50 A / 690 V | 6 | 18,36 | 0,012 | 0,000 | 0,015 | 9,7 | 17 | 09 | 6.6
31116 | holder for cylindrical fuses | 14x51 / 1P + N | 50 A / 690 V | 3 | 39,31 | 0,040 | 0,000 | 0,030 | 21,8 | 17 | 09 | 6.6
31117 | holder for cylindrical fuses | 14x51 / 2P | 50 A / 690 V | 3 | 36,63 | 0,025 | 0,000 | 0,030 | 20,2 | 17 | 09 | 6.6
31118 | holder for cylindrical fuses | 14x51 / 3P | 50 A / 690 V | 2 | 54,99 | 0,038 | 0,000 | 0,045 | 30,4 | 17 | 09 | 6.6
31119 | holder for cylindrical fuses | 14x51 / 3P + N | 50 A / 690 V | 1 | 77,46 | 0,066 | 0,000 | 0,060 | 42,7 | 17 | 09 | 6.6
31120 | holder for cylindrical fuses | 22 x 58 / 1P | 100 A / 690 V | 6 | 25,92 | 0,024 | 0,000 | 0,028 | 15,8 | 17 | 12 | 6.6
31121 | holder for cylindrical fuses | 22 x 58 / 1P + N | 100 A / 690 V | 3 | 55,38 | 0,079 | 0,000 | 0,056 | 35,8 | 17 | 12 | 6.6
31122 | holder for cylindrical fuses | 22 x 58 / 2P | 100 A / 690 V | 3 | 51,78 | 0,048 | 0,000 | 0,056 | 32,2 | 17 | 12 | 6.6
31123 | holder for cylindrical fuses | 22 x 58 / 3P | 100 A / 690 V | 2 | 77,72 | 0,072 | 0,000 | 0,084 | 48,6 | 17 | 12 | 6.6
31124 | holder for cylindrical fuses | 22 x 58 / 3P + N | 100 A / 690 V | 1 | 107,13 | 0,127 | 0,000 | 0,112 | 67,5 | 17 | 12 | 6.6
31130 | holder for cylindrical fuses, with LED | 10 x 38 / 1P | 32 A / 110 - 690 V | 12 | 10,54 | 0,006 | 0,000 | 0,006 | 5,7 | 17 | 06 | 6.6
31132 | holder for cylindrical fuses, with LED | 10 x 38 / 2P | 32 A / 110 - 690 V | 6 | 21,15 | 0,011 | 0,000 | 0,012 | 11,3 | 17 | 06 | 6.6
31133 | holder for cylindrical fuses, with LED | 10 x 38 / 3P | 32 A / 110 - 690 V | 4 | 31,68 | 0,016 | 0,000 | 0,018 | 17,0 | 17 | 06 | 6.6
31135 | holder for cylindrical fuses, with LED | 14 x 51 / 1P | 50 A / 110 - 690 V | 6 | 25,01 | 0,012 | 0,000 | 0,015 | 9,8 | 17 | 09 | 6.6
31138 | holder for cylindrical fuses, with LED | 14 x 51 / 3P | 50 A / 110 - 690 V | 2 | 74,91 | 0,038 | 0,000 | 0,045 | 30,5 | 17 | 09 | 6.6
31140 | holder for cylindrical fuses, with LED | 22 x 58 / 1P | 100 A / 110 - 690 V | 6 | 32,52 | 0,024 | 0,000 | 0,028 | 15,9 | 17 | 12 | 6.6
31143 | holder for cylindrical fuses, with LED | 22 x 58 / 3P | 100 A / 110 - 690 V | 2 | 97,61 | 0,072 | 0,000 | 0,084 | 48,7 | 17 | 12 | 6.6
31157 | connection terminal, front connection |  | 6 - 25 mm² | 50 | 3,66 | 0,020 | 0,000 | 0,000 | 1,2 | 07 | 26 | 6.8
31158 | D0 busbar mounted switch-disconnector-fuse | for fuse links D01 and D02 | E18 / 63 A / 3P | 1 | 94,55 | 0,222 | 0,000 | 2,685 | 75,9 | 01 | 42 | 3.18
31168 | holder for cylindrical fuses, N left mounted | 14 x 51 / 3P + N | 50 A / 690 V | 1 | 77,46 | 0,066 | 0,000 | 0,060 | 42,7 | 17 | 09 | 6.6
31171 | holder for cylindrical fuses, N left mounted | 22 x 58 / 3P + N | 100 A / 690 V | 1 | 107,13 | 0,127 | 0,000 | 0,112 | 67,5 | 17 | 12 | 6.6
31173 | D fuse base, panel-mounting | E 27 / 25 A / 1P, for screw-in gauge rings | touch protected acc. to DGUV V3 | 9 | 8,13 | 0,014 | 0,013 | 0,065 | 15,2 | 02 | 09 | 6.5
31174 | D fuse base, panel-mounting | E 27 / 25 A / 3P, for screw-in gauge rings | touch protected acc. to DGUV V3 | 3 | 24,80 | 0,042 | 0,041 | 0,195 | 45,7 | 02 | 21 | 6.5
31175 | D fuse base, panel-mounting | E 33 / 63 A / 1P, for screw-in gauge rings | touch protected acc. to DGUV V3 | 9 | 10,20 | 0,014 | 0,022 | 0,065 | 18,6 | 02 | 12 | 6.5
31176 | D fuse base, panel-mounting | E 33 / 63 A / 3P, for screw-in gauge rings | touch protected acc. to DGUV V3 | 3 | 31,07 | 0,042 | 0,067 | 0,195 | 53,8 | 02 | 24 | 6.5
31182 | cylindr. fuse link 2 A | 500 V, gG | 10 x 38 | 10 | 1,22 | 0,000 | 0,000 | 0,000 | 0,6 | 22 | 21 | 7.12
31183 | cylindr. fuse link 4 A | 500 V, gG | 10 x 38 | 10 | 1,22 | 0,000 | 0,000 | 0,000 | 0,6 | 22 | 21 | 7.12
31184 | cylindr. fuse link 6 A | 500 V, gG | 10 x 38 | 10 | 1,22 | 0,000 | 0,000 | 0,000 | 0,6 | 22 | 21 | 7.12
31185 | cylindr. fuse link 10 A | 500 V, gG | 10 x 38 | 10 | 1,22 | 0,000 | 0,000 | 0,000 | 0,6 | 22 | 21 | 7.12
31186 | cylindr. fuse link 16 A | 500 V, gG | 10 x 38 | 10 | 1,22 | 0,000 | 0,000 | 0,000 | 0,6 | 22 | 21 | 7.12
31187 | cylindr. fuse link 20 A | 500 V, gG | 10 x 38 | 10 | 1,22 | 0,000 | 0,000 | 0,000 | 0,6 | 22 | 21 | 7.12
31188 | cylindr. fuse link 25 A | 500 V, gG | 10 x 38 | 10 | 1,22 | 0,000 | 0,000 | 0,000 | 0,6 | 22 | 21 | 7.12
31189 | cylindr. fuse link 32 A | 400 V, gG | 10 x 38 | 10 | 1,22 | 0,000 | 0,000 | 0,000 | 0,6 | 22 | 21 | 1.2, 2.3, 3.16, 7.12
31190 | cylindr. fuse link 10 A | 690 V, gG | 14 x 51 | 10 | 2,06 | 0,000 | 0,000 | 0,000 | 1,9 | 22 | 21 | 7.12
31191 | cylindr. fuse link 16 A | 690 V, gG | 14 x 51 | 10 | 2,16 | 0,000 | 0,000 | 0,000 | 1,9 | 22 | 21 | 7.12
31192 | cylindr. fuse link 20 A | 690 V, gG | 14 x 51 | 10 | 2,16 | 0,000 | 0,000 | 0,000 | 1,9 | 22 | 21 | 7.12
31193 | cylindr. fuse link 25 A | 690 V, gG | 14 x 51 | 10 | 2,16 | 0,000 | 0,000 | 0,000 | 1,9 | 22 | 21 | 7.12
31194 | cylindr. fuse link 32 A | 500 V, gG | 14 x 51 | 10 | 2,31 | 0,000 | 0,000 | 0,000 | 1,9 | 22 | 21 | 7.12
31195 | cylindr. fuse link 40 A | 500 V, gG | 14 x 51 | 10 | 2,31 | 0,000 | 0,000 | 0,000 | 1,9 | 22 | 21 | 7.12
31196 | cylindr. fuse link 50 A | 400 V, gG | 14 x 51 | 10 | 2,51 | 0,000 | 0,000 | 0,000 | 1,9 | 22 | 21 | 7.12
31198 | cylindr. fuse link 32 A | 690 V, gG | 22 x 58 | 10 | 3,84 | 0,000 | 0,000 | 0,000 | 5,0 | 22 | 21 | 7.12
31199 | cylindr. fuse link 40 A | 690 V, gG | 22 x 58 | 10 | 3,84 | 0,000 | 0,000 | 0,000 | 5,0 | 22 | 21 | 7.12
31200 | cylindr. fuse link 50 A | 690 V, gG | 22 x 58 | 10 | 3,99 | 0,000 | 0,000 | 0,000 | 5,0 | 22 | 21 | 7.12
31201 | cylindr. fuse link 63 A | 690 V, gG | 22 x 58 | 10 | 4,09 | 0,000 | 0,000 | 0,000 | 5,0 | 22 | 21 | 7.12
31202 | cylindr. fuse link 80 A | 500 V, gG | 22 x 58 | 10 | 4,32 | 0,000 | 0,000 | 0,000 | 5,0 | 22 | 21 | 7.12
31203 | cylindr. fuse link 100 A | 500 V, gG | 22 x 58 | 10 | 4,47 | 0,000 | 0,000 | 0,000 | 5,0 | 22 | 21 | 7.12
31204 | cylindr. fuse link 125 A | 400 V, gG | 22 x 58 | 10 | 4,47 | 0,000 | 0,000 | 0,000 | 5,0 | 22 | 21 | 7.12
31205 | cylindr. fuse link 1 A | 690 V, gR | 10 x 38 | 10 | 10,96 | 0,000 | 0,000 | 0,000 | 0,6 | 22 | 22 | 7.13
31206 | cylindr. fuse link 2 A | 690 V, gR | 10 x 38 | 10 | 10,96 | 0,000 | 0,000 | 0,000 | 0,6 | 22 | 22 | 7.13
31207 | cylindr. fuse link 4 A | 690 V, gR | 10 x 38 | 10 | 10,96 | 0,000 | 0,000 | 0,000 | 0,6 | 22 | 22 | 7.13
31208 | cylindr. fuse link 6 A | 690 V, gR | 10 x 38 | 10 | 10,96 | 0,000 | 0,000 | 0,000 | 0,6 | 22 | 22 | 7.13
31209 | cylindr. fuse link 10 A | 690 V, gR | 10 x 38 | 10 | 10,96 | 0,000 | 0,000 | 0,000 | 0,6 | 22 | 22 | 7.13
31210 | cylindr. fuse link 12 A | 690 V, gR | 10 x 38 | 10 | 10,96 | 0,000 | 0,000 | 0,000 | 0,6 | 22 | 22 | 7.13
31211 | cylindr. fuse link 16 A | 690 V, gR | 10 x 38 | 10 | 10,96 | 0,000 | 0,000 | 0,000 | 0,6 | 22 | 22 | 7.13
31212 | cylindr. fuse link 20 A | 690 V, gR | 10 x 38 | 10 | 10,96 | 0,000 | 0,000 | 0,000 | 0,6 | 22 | 22 | 7.13
31213 | cylindr. fuse link 25 A | 690 V, gR | 10 x 38 | 10 | 11,76 | 0,000 | 0,000 | 0,000 | 0,6 | 22 | 22 | 7.13
31214 | cylindr. fuse link 30 A | 690 V, gR | 10 x 38 | 10 | 11,76 | 0,000 | 0,000 | 0,000 | 0,6 | 22 | 22 | 7.13
31215 | cylindr. fuse link 10 A | 690 V, gR | 14 x 51 | 10 | 13,40 | 0,000 | 0,000 | 0,000 | 1,9 | 22 | 22 | 7.13
31216 | cylindr. fuse link 16 A | 690 V, gR | 14 x 51 | 10 | 13,97 | 0,000 | 0,000 | 0,000 | 1,9 | 22 | 22 | 7.13
31217 | cylindr. fuse link 20 A | 690 V, gR | 14 x 51 | 10 | 13,97 | 0,000 | 0,000 | 0,000 | 1,9 | 22 | 22 | 7.13
31219 | cylindr. fuse link 32 A | 690 V, gR | 14 x 51 | 10 | 14,26 | 0,000 | 0,000 | 0,000 | 1,9 | 22 | 22 | 7.13
31220 | cylindr. fuse link 40 A | 690 V, gR | 14 x 51 | 10 | 18,08 | 0,000 | 0,000 | 0,000 | 1,9 | 22 | 22 | 7.13
31221 | cylindr. fuse link 50 A | 690 V, gR | 14 x 51 | 10 | 18,08 | 0,000 | 0,000 | 0,000 | 1,9 | 22 | 22 | 7.13
31226 | cylindr. fuse link 50 A | 690 V, gR | 22 x 58 | 10 | 22,74 | 0,000 | 0,000 | 0,000 | 5,0 | 22 | 22 | 7.13
31227 | cylindr. fuse link 63 A | 690 V, gR | 22 x 58 | 10 | 27,90 | 0,000 | 0,000 | 0,000 | 5,0 | 22 | 22 | 7.13
31228 | cylindr. fuse link 80 A | 690 V, gR | 22 x 58 | 10 | 27,90 | 0,000 | 0,000 | 0,000 | 5,0 | 22 | 22 | 7.13
31229 | cylindr. fuse link 100 A | 690 V, gR | 22 x 58 | 10 | 34,68 | 0,000 | 0,000 | 0,000 | 5,0 | 22 | 22 | 7.13
31232 | busbar mounted switch-disconnector-fuse | for fuses 10x38 IEC 60269-2 | 3P | 1 | 105,23 | 0,222 | 0,000 | 2,685 | 76,0 | 01 | 42 | 3.20
31235 | cylindr. fuse link 1 A, fast acting | 600 V AC | Class CC | 10 | 17,39 | 0,000 | 0,000 | 0,000 | 0,8 | 22 | 32 | 7.14
31236 | cylindr. fuse link 2 A, fast acting | 600 V AC | Class CC | 10 | 17,39 | 0,000 | 0,000 | 0,000 | 0,8 | 22 | 32 | 7.14
31237 | cylindr. fuse link 4 A, fast acting | 600 V AC | Class CC | 10 | 17,39 | 0,000 | 0,000 | 0,000 | 0,8 | 22 | 32 | 7.14
31238 | cylindr. fuse link 6 A, fast acting | 600 V AC | Class CC | 10 | 17,39 | 0,000 | 0,000 | 0,000 | 0,8 | 22 | 32 | 7.14
31239 | cylindr. fuse link 10 A, fast acting | 600 V AC | Class CC | 10 | 17,39 | 0,000 | 0,000 | 0,000 | 0,8 | 22 | 32 | 7.14
31240 | cylindr. fuse link 15 A, fast acting | 600 V AC | Class CC | 10 | 17,39 | 0,000 | 0,000 | 0,000 | 0,8 | 22 | 32 | 7.14
31241 | cylindr. fuse link 20 A, fast acting | 600 V AC | Class CC | 10 | 17,39 | 0,000 | 0,000 | 0,000 | 0,8 | 22 | 32 | 7.14
31242 | cylindr. fuse link 25 A, fast acting | 600 V AC | Class CC | 10 | 17,39 | 0,000 | 0,000 | 0,000 | 0,8 | 22 | 32 | 7.14
31243 | cylindr. fuse link 30 A, fast acting | 600 V AC | Class CC | 10 | 17,39 | 0,000 | 0,000 | 0,000 | 0,8 | 22 | 32 | 7.14
31244 | cylindr. fuse link 1 A, time delay | 600 V AC | Class CC | 10 | 20,98 | 0,000 | 0,000 | 0,000 | 0,8 | 22 | 31 | 7.14
31245 | cylindr. fuse link 2 A, time delay | 600 V AC | Class CC | 10 | 20,98 | 0,000 | 0,000 | 0,000 | 0,8 | 22 | 31 | 7.14
31246 | cylindr. fuse link 4 A, time delay | 600 V AC | Class CC | 10 | 20,98 | 0,000 | 0,000 | 0,000 | 0,8 | 22 | 31 | 7.14
31247 | cylindr. fuse link 6 A, time delay | 600 V AC | Class CC | 10 | 20,98 | 0,000 | 0,000 | 0,000 | 0,8 | 22 | 31 | 7.14
31248 | cylindr. fuse link 10 A, time delay | 600 V AC | Class CC | 10 | 20,98 | 0,000 | 0,000 | 0,000 | 0,8 | 22 | 31 | 7.14
31249 | cylindr. fuse link 15 A, time delay | 600 V AC, 300 V DC | Class CC | 10 | 20,98 | 0,000 | 0,000 | 0,000 | 0,8 | 22 | 31 | 7.14
31250 | cylindr. fuse link 20 A, time delay | 600 V AC, 300 V DC | Class CC | 10 | 20,98 | 0,000 | 0,000 | 0,000 | 0,8 | 22 | 31 | 7.14
31251 | cylindr. fuse link 25 A, time delay | 600 V AC, 300 V DC | Class CC | 10 | 20,98 | 0,000 | 0,000 | 0,000 | 0,8 | 22 | 31 | 7.14
31252 | cylindr. fuse link 30 A, time delay | 600 V AC, 300 V DC | Class CC | 10 | 20,98 | 0,000 | 0,000 | 0,000 | 0,8 | 22 | 31 | 1.2, 2.3, 3.16, 7.14
31258 | N module | 10 x 38 / N | 32 A / 690 V | 12 | 6,20 | 0,015 | 0,000 | 0,006 | 6,2 | 17 | 06 | 6.6
31269 | connection kit 14x51, 2-pole | for 10 2-pole combinations 14x51 |  | 1 | 4,43 | 0,000 | 0,000 | 0,000 | 3,6 | 17 | 15 | 6.8
31273 | holder for cylindrical fuses | 10 x 38 / 1P/N | 32 A / 690 V, N integrated | 12 | 11,90 | 0,010 | 0,000 | 0,012 | 9,0 | 17 | 06 | 6.6
31274 | holder for cylindrical fuses | 10 x 38 / 3P/N | 32 A / 690 V, N integrated | 4 | 23,31 | 0,020 | 0,000 | 0,024 | 22,0 | 17 | 06 | 6.6
31275 | holder for cylindrical fuses, for semiconductor fuses | 10 x 38 / 1P | 32 A / 690 V, for semiconductor protection | 12 | 6,30 | 0,006 | 0,000 | 0,006 | 5,2 | 17 | 06 | 6.7
31276 | holder for cylindrical fuses, for semiconductor fuses | 10 x 38 / 2P | 32 A / 690 V, for semiconductor protection | 6 | 12,57 | 0,011 | 0,000 | 0,012 | 10,3 | 17 | 06 | 6.7
31277 | holder for cylindrical fuses, for semiconductor fuses | 10 x 38 / 3P | 32 A / 690 V, for semiconductor protection | 4 | 18,87 | 0,016 | 0,000 | 0,018 | 15,5 | 17 | 06 | 6.7
31278 | holder for cylindrical fuses, for semiconductor fuses | 14 x 51 / 1P | 50 A / 690 V | 6 | 20,16 | 0,012 | 0,000 | 0,015 | 9,7 | 17 | 09 | 6.7
31279 | holder for cylindrical fuses, for semiconductor fuses | 14 x 51 / 2P | 50 A / 690 V | 3 | 40,42 | 0,025 | 0,000 | 0,030 | 20,2 | 17 | 09 | 6.7
31280 | holder for cylindrical fuses, for semiconductor fuses | 14 x 51 / 3P | 50 A / 690 V | 2 | 60,45 | 0,038 | 0,000 | 0,045 | 30,4 | 17 | 09 | 6.7
31281 | holder for cylindrical fuses, for semiconductor fuses | 22 x 58 / 1P | 100 A / 690 V | 6 | 28,51 | 0,024 | 0,000 | 0,028 | 15,8 | 17 | 12 | 6.7
31282 | holder for cylindrical fuses, for semiconductor fuses | 22 x 58 / 2P | 100 A / 690 V | 3 | 57,01 | 0,048 | 0,000 | 0,056 | 32,2 | 17 | 12 | 6.7
31283 | holder for cylindrical fuses, for semiconductor fuses | 22 x 58 / 3P | 100 A / 690 V | 2 | 85,51 | 0,072 | 0,000 | 0,084 | 48,6 | 17 | 12 | 6.7
31284 | holder for cylindrical fuses | Class J / 1P, box terminal 50 mm² | 30 A / 600 V (21x57) | 6 | 30,12 | 0,024 | 0,000 | 0,028 | 15,8 | 16 | 03 | 6.10
31285 | holder for cylindrical fuses | Class J / 2P, box terminal 50 mm² | 30 A / 600 V (21x57) | 3 | 60,30 | 0,048 | 0,000 | 0,056 | 32,2 | 16 | 03 | 6.10
31286 | D0 fuse base, panel-mounting | E 14 / 16 A / 1P | touch protected acc. to DGUV V3 | 9 | 8,12 | 0,000 | 0,022 | 0,000 | 12,8 | 02 | 03 | 6.3
31287 | holder for cylindrical fuses | Class J / 3P, box terminal 50 mm² | 30 A / 600 V (21x57) | 2 | 90,42 | 0,072 | 0,000 | 0,084 | 48,6 | 16 | 03 | 6.10
31288 | D0 fuse base, panel-mounting | E 14 / 16 A / 3P | touch protected acc. to DGUV V3 | 3 | 25,18 | 0,000 | 0,066 | 0,000 | 38,4 | 02 | 15 | 6.3
31291 | D0 fuse base, panel-mounting | E 18 / 63 A / 1P | touch protected acc. to DGUV V3 | 9 | 8,91 | 0,000 | 0,031 | 0,000 | 13,9 | 02 | 06 | 6.3
31293 | D0 fuse base, panel-mounting | E 18 / 63 A / 3P | touch protected acc. to DGUV V3 | 3 | 26,53 | 0,000 | 0,094 | 0,000 | 41,4 | 02 | 18 | 6.3
31295 | holder for cylindrical fuses | Class CC / 1P | 30 A / 600 V | 12 | 8,57 | 0,006 | 0,000 | 0,006 | 5,5 | 17 | 07 | 6.9
31296 | holder for cylindrical fuses | Class CC / 2P | 30 A / 600 V | 6 | 17,12 | 0,011 | 0,000 | 0,012 | 11,3 | 17 | 07 | 6.9
31297 | holder for cylindrical fuses | Class CC / 3P | 30 A / 600 V | 4 | 25,69 | 0,016 | 0,000 | 0,018 | 17,0 | 17 | 07 | 6.9
31298 | holder for cylindrical fuses, with LED | Class CC / 1P | 30 A / 600 V | 12 | 13,47 | 0,006 | 0,000 | 0,006 | 6,2 | 17 | 07 | 6.9
31299 | holder for cylindrical fuses, with LED | Class CC / 2P | 30 A / 600 V | 6 | 26,89 | 0,011 | 0,000 | 0,012 | 12,3 | 17 | 07 | 6.9
31300 | holder for cylindrical fuses, with LED | Class CC / 3P | 30 A / 600 V | 4 | 40,36 | 0,016 | 0,000 | 0,018 | 18,5 | 17 | 07 | 6.9
31301 | D0 fuse base, panel-mounting | E 14 / 16 A / 1P | touch protected | 9 | 3,59 | 0,000 | 0,021 | 0,000 | 7,6 | 03 | 03 | 6.2
31302 | D0 fuse base, panel-mounting | E 14 / 16 A / 3P | touch protected | 3 | 9,00 | 0,000 | 0,065 | 0,000 | 23,0 | 03 | 12 | 6.2
31303 | D0 fuse base, panel-mounting | E 18 / 63 A / 1P | touch protected | 9 | 3,93 | 0,000 | 0,021 | 0,000 | 7,6 | 03 | 06 | 6.2
31306 | D0 fuse base, panel-mounting | E 18 / 63 A / 3P | touch protected | 3 | 9,70 | 0,000 | 0,063 | 0,000 | 23,0 | 03 | 15 | 6.2
31307 | switch-disconnector for D0 fuses up to 63 A |  | 1P | 3 | 30,95 | 0,041 | 0,000 | 0,459 | 14,0 | 03 | 81 | 6.4
31308 | switch-disconnector for D0 fuses up to 63 A |  | 1P + N | 2 | 50,59 | 0,062 | 0,000 | 0,557 | 26,2 | 03 | 82 | 6.4
31309 | 1-pole comb-type busbar, for E27, pitch 40 mm | 80 A, 1 m long | 16 mm² | 25 | 22,47 | 0,263 | 0,000 | 0,000 | 21,5 | 06 | 95 | 6.5
31310 | 3-pole comb-type busbar, for E27, pitch 40 mm | 80 A, 1 m long | 16 mm² | 10 | 58,40 | 0,671 | 0,000 | 0,000 | 51,4 | 06 | 95 | 6.5
31311 | 1-pole comb type busbar, for E33, pitch 50 mm | 80 A, 1 m long | 16 mm² | 25 | 24,17 | 0,256 | 0,000 | 0,000 | 21,0 | 06 | 95 | 6.5
31312 | 3-pole comb-type busbar, for E33, pitch 50 mm | 80 A, 1 m long | 16 mm² | 10 | 62,69 | 0,641 | 0,000 | 0,000 | 50,5 | 06 | 95 | 6.5
31313 | switch-disconnector for D0 fuses up to 63 A |  | 2P | 2 | 49,95 | 0,081 | 0,000 | 0,918 | 27,8 | 03 | 83 | 6.4
31314 | switch-disconnector for D0 fuses up to 63 A |  | 3P | 1 | 66,33 | 0,121 | 0,000 | 1,239 | 42,0 | 03 | 84 | 6.4
31315 | switch-disconnector for D0 fuses up to 63 A |  | 3P + N | 1 | 86,60 | 0,142 | 0,000 | 1,521 | 54,0 | 03 | 85 | 6.4
31316 | pilot switch, to monitor the switch position | 1 NO / 1 NC : 400 V AC / 2 A, 24 V DC / 6 A |  | 1 | 21,40 | 0,000 | 0,000 | 0,000 | 5,4 | 03 | 89 | 6.4
31323 | fuse link 10 A, fast acting | 600 V AC | Class J, 21x57 | 10 | 33,84 | 0,000 | 0,000 | 0,000 |  | 22 | 34 | 7.16
31324 | fuse link 15 A, fast acting | 600 V AC, 200 V DC | Class J, 21x57 | 10 | 33,84 | 0,000 | 0,000 | 0,000 |  | 22 | 34 | 7.16
31325 | fuse link 20 A, fast acting | 600 V AC, 200 V DC | Class J, 21x57 | 10 | 33,84 | 0,000 | 0,000 | 0,000 | 5,0 | 22 | 34 | 7.16
31326 | fuse link 25 A, fast acting | 600 V AC, 200 V DC | Class J, 21x57 | 10 | 33,84 | 0,000 | 0,000 | 0,000 |  | 22 | 34 | 7.16
31327 | fuse link 30 A, fast acting | 600 V AC, 200 V DC | Class J, 21x57 | 10 | 33,84 | 0,000 | 0,000 | 0,000 | 5,0 | 22 | 34 | 7.16
31333 | fuse link 1 A, time delay | 600 V AC, 300 V DC | Class J, 21x57 | 10 | 29,30 | 0,000 | 0,000 | 0,000 | 5,0 | 22 | 33 | 7.15
31338 | fuse link 2 A, time delay | 600 V AC, 300 V DC | Class J, 21x57 | 10 | 29,30 | 0,000 | 0,000 | 0,000 | 5,0 | 22 | 33 | 7.15
31342 | fuse link 3 A, time delay | 600 V AC, 300 V DC | Class J, 21x57 | 10 | 29,30 | 0,000 | 0,000 | 0,000 | 5,0 | 22 | 33 | 7.15
31345 | fuse link 4 A, time delay | 600 V AC, 300 V DC | Class J, 21x57 | 10 | 29,30 | 0,000 | 0,000 | 0,000 | 5,0 | 22 | 33 | 7.15
31349 | fuse link 6 A, time delay | 600 V AC, 300 V DC | Class J, 21x57 | 10 | 29,30 | 0,000 | 0,000 | 0,000 | 5,0 | 22 | 33 | 7.15
31351 | fuse link 8 A, time delay | 600 V AC, 300 V DC | Class J, 21x57 | 10 | 29,30 | 0,000 | 0,000 | 0,000 | 5,0 | 22 | 33 | 7.15
31353 | fuse link 10 A, time delay | 600 V AC, 300 V DC | Class J, 21x57 | 10 | 29,30 | 0,000 | 0,000 | 0,000 | 5,0 | 22 | 33 | 7.15
31354 | fuse link 12 A, time delay | 600 V AC, 300 V DC | Class J, 21x57 | 10 | 29,30 | 0,000 | 0,000 | 0,000 | 5,0 | 22 | 33 | 7.15
31355 | fuse link 15 A, time delay | 600 V AC, 300 V DC | Class J, 21x57 | 10 | 29,30 | 0,000 | 0,000 | 0,000 | 5,0 | 22 | 33 | 7.15
31357 | fuse link 20 A, time delay | 600 V AC, 300 V DC | Class J, 21x57 | 10 | 29,30 | 0,000 | 0,000 | 0,000 | 5,0 | 22 | 33 | 7.15
31358 | fuse link 25 A, time delay | 600 V AC, 300 V DC | Class J, 21x57 | 10 | 29,30 | 0,000 | 0,000 | 0,000 | 5,0 | 22 | 33 | 7.15
31359 | fuse link 30 A, time delay | 600 V AC, 300 V DC | Class J, 21x57 | 10 | 29,30 | 0,000 | 0,000 | 0,000 | 5,0 | 22 | 33 | 7.15
31360 | fuse link 35 A, time delay | 600 V AC, 300 V DC | Class J, 27x60 | 10 | 56,84 | 0,000 | 0,000 | 0,000 | 8,5 | 22 | 33 | 7.15
31361 | fuse link 40 A, time delay | 600 V AC, 300 V DC | Class J, 27x60 | 10 | 56,84 | 0,000 | 0,000 | 0,000 | 8,5 | 22 | 33 | 7.15
31362 | fuse link 45 A, time delay | 600 V AC, 300 V DC | Class J, 27x60 | 10 | 56,84 | 0,000 | 0,000 | 0,000 | 8,5 | 22 | 33 | 7.15
31363 | fuse link 50 A, time delay | 600 V AC, 300 V DC | Class J, 27x60 | 10 | 56,84 | 0,000 | 0,000 | 0,000 | 8,5 | 22 | 33 | 7.15
31364 | fuse link 60 A, time delay | 600 V AC, 300 V DC | Class J, 27x60 | 10 | 56,84 | 0,000 | 0,000 | 0,000 | 8,5 | 22 | 33 | 7.15
31366 | cylindr. fuse link 6 A, with striker | 500 V, gG | 14 x 51 | 10 | 5,96 | 0,000 | 0,000 | 0,000 | 2,0 | 22 | 21 | 7.12
31368 | cylindr. fuse link 10 A, with striker | 500 V, gG | 14 x 51 | 10 | 6,54 | 0,000 | 0,000 | 0,000 | 2,0 | 22 | 21 | 7.12
31370 | cylindr. fuse link 16 A, with striker | 500 V, gG | 14 x 51 | 10 | 5,96 | 0,000 | 0,000 | 0,000 | 2,0 | 22 | 21 | 7.12
31371 | cylindr. fuse link 20 A, with striker | 500 V, gG | 14 x 51 | 10 | 5,96 | 0,000 | 0,000 | 0,000 | 2,0 | 22 | 21 | 7.12
31372 | cylindr. fuse link 25 A, with striker | 500 V, gG | 14 x 51 | 10 | 6,54 | 0,000 | 0,000 | 0,000 | 2,0 | 22 | 21 | 7.12
31373 | cylindr. fuse link 32 A, with striker | 500 V, gG | 14 x 51 | 10 | 6,90 | 0,000 | 0,000 | 0,000 | 2,0 | 22 | 21 | 7.12
31374 | cylindr. fuse link 40 A, with striker | 500 V, gG | 14 x 51 | 10 | 6,90 | 0,000 | 0,000 | 0,000 | 2,0 | 22 | 21 | 7.12
31385 | cylindr. fuse link 50 A, with striker | 690 V, gG | 22 x 58 | 10 | 8,75 | 0,000 | 0,000 | 0,000 | 5,2 | 22 | 21 | 7.12
31386 | cylindr. fuse link 63 A, with striker | 500 V, gG | 22 x 58 | 10 | 8,89 | 0,000 | 0,000 | 0,000 | 5,2 | 22 | 21 | 7.12
31387 | cylindr. fuse link 80 A, with striker | 500 V, gG | 22 x 58 | 10 | 8,89 | 0,000 | 0,000 | 0,000 | 5,2 | 22 | 21 | 7.12
31388 | cylindr. fuse link 100 A, with striker | 500 V, gG | 22 x 58 | 10 | 8,89 | 0,000 | 0,000 | 0,000 | 5,2 | 22 | 21
31390 | set of connectors | connector to create multipole adapters (100 pieces) | for 50 connections | 1 | 10,47 | 0,000 | 0,000 | 0,000 | 2,0 | 05 | 57 | 2.6
31394 | cylindr. fuse link 0,5 A, time delay | 600 V AC | Class CC | 10 | 20,98 | 0,000 | 0,000 | 0,000 | 0,8 | 22 | 31 | 7.14
31395 | cylindr. fuse link 1,5 A, time delay | 600 V AC | Class CC | 10 | 20,98 | 0,000 | 0,000 | 0,000 | 0,8 | 22 | 31 | 7.14
31396 | cylindr. fuse link 2,5 A, time delay | 600 V AC | Class CC | 10 | 20,98 | 0,000 | 0,000 | 0,000 | 0,8 | 22 | 31 | 7.14
31397 | cylindr. fuse link 3 A, time delay | 600 V AC | Class CC | 10 | 20,98 | 0,000 | 0,000 | 0,000 | 0,8 | 22 | 31 | 7.14
31398 | cylindr. fuse link 5 A, time delay | 600 V AC | Class CC | 10 | 20,98 | 0,000 | 0,000 | 0,000 | 0,8 | 22 | 31 | 7.14
31399 | cylindr. fuse link 8 A, time delay | 600 V AC | Class CC | 10 | 20,98 | 0,000 | 0,000 | 0,000 | 0,8 | 22 | 31 | 7.14
31400 | cylindr. fuse link 12 A, time delay | 600 V AC, 300 V DC | Class CC | 10 | 20,98 | 0,000 | 0,000 | 0,000 | 0,8 | 22 | 31 | 7.14
31401 | cylindr. fuse link 0,5 A, fast acting | 600 V AC | Class CC | 10 | 17,39 | 0,000 | 0,000 | 0,000 | 0,8 | 22 | 32 | 7.14
31404 | cylindr. fuse link 3 A, fast acting | 600 V AC | Class CC | 10 | 17,39 | 0,000 | 0,000 | 0,000 | 0,8 | 22 | 32 | 7.14
31405 | cylindr. fuse link 5 A, fast acting | 600 V AC | Class CC | 10 | 17,39 | 0,000 | 0,000 | 0,000 | 0,8 | 22 | 32 | 7.14
31406 | cylindr. fuse link 8 A, fast acting | 600 V AC | Class CC | 10 | 17,39 | 0,000 | 0,000 | 0,000 | 0,8 | 22 | 32 | 7.14
31407 | cylindr. fuse link 12 A, fast acting | 600 V AC | Class CC | 10 | 17,39 | 0,000 | 0,000 | 0,000 | 0,8 | 22 | 32 | 7.14
31408 | D-fuse base, busbar mounted, 42mm | for busbar 10 mm, gauge ring | E 27 / 3P | 10 | 12,15 | 0,028 | 0,037 | 0,000 | 23,0 | 01 | 18
31409 | D-fuse base, busbar mounted, 57mm | for busbar 10 mm, gauge ring | E 33 / 3P | 10 | 16,20 | 0,028 | 0,060 | 0,000 | 31,6 | 01 | 24
31441 | D-fuse base, busbar mounted, 42mm | screw-in gauge ring | E 27 / 3P | 10 | 14,56 | 0,019 | 0,037 | 0,000 | 22,3 | 01 | 09 | 3.17
31442 | D-fuse base, busbar mounted, 57mm | screw-in gauge ring | E 33 / 3P | 10 | 18,45 | 0,019 | 0,060 | 0,000 | 30,9 | 01 | 27 | 3.17
31481 | D-fuse base, busbar mounted, 42mm | for busbar 10 mm, screw-in gauge ring | E 27 / 3P | 10 | 14,56 | 0,019 | 0,037 | 0,000 | 22,0 | 01 | 12
31482 | D-fuse base, busbar mounted, 57mm | for busbar 10 mm, screw-in gauge ring | E 33 / 3P | 10 | 18,45 | 0,019 | 0,060 | 0,000 | 30,8 | 01 | 30
31511 | fuse link 35 A, fast acting | 600 V AC, 175 V DC | Class J, 27x60 | 10 | 51,77 | 0,000 | 0,000 | 0,000 |  | 22 | 34 | 7.16
31512 | fuse link 40 A, fast acting | 600 V AC, 175 V DC | Class J, 27x60 | 10 | 51,77 | 0,000 | 0,000 | 0,000 |  | 22 | 34 | 7.16
31514 | fuse link 50 A, fast acting | 600 V AC, 175 V DC | Class J, 27x60 | 10 | 51,77 | 0,000 | 0,000 | 0,000 | 8,5 | 22 | 34 | 7.16
31515 | fuse link 60 A, fast acting | 600 V AC, 175 V DC | Class J, 27x60 | 10 | 51,77 | 0,000 | 0,000 | 0,000 |  | 22 | 34 | 7.16
31525 | D0 busbar mounted switch-disconnector-fuse | for D01 and D02 fuses, with LED | E18 / 63 A / 3P | 1 | 101,50 | 0,222 | 0,000 | 2,685 | 76,5 | 01 | 42 | 3.18
31532 | switch-disconnector for D0 fuses up to 25 A |  | 3P | 1 | 88,18 | 0,121 | 0,000 | 1,239 | 42,3 | 03 | 84
31543 | cylindr. fuse link 8 A | 1000 V DC, gPV | 10 x 38 | 10 | 7,19 | 0,000 | 0,000 | 0,000 | 0,6 | 22 | 25 | 7.13
31544 | cylindr. fuse link 10 A | 1000 V DC, gPV | 10 x 38 | 10 | 7,28 | 0,000 | 0,000 | 0,000 | 0,6 | 22 | 25 | 7.13
31545 | cylindr. fuse link 12 A | 1000 V DC, gPV | 10 x 38 | 10 | 7,19 | 0,000 | 0,000 | 0,000 | 0,6 | 22 | 25 | 7.13
31546 | cylindr. fuse link 16 A | 1000 V DC, gPV | 10 x 38 | 10 | 7,19 | 0,000 | 0,000 | 0,000 | 0,6 | 22 | 25 | 7.13
31547 | cylindr. fuse link 20 A | 1000 V DC, gPV | 10 x 38 | 10 | 7,19 | 0,000 | 0,000 | 0,000 | 0,6 | 22 | 25 | 7.13
31548 | comb-type busbar, 1-pole, bridge type, pitch 18 mm | 100 A, 1 m long | 25 mm² | 10 | 32,23 | 0,450 | 0,000 | 0,000 | 47,5 | 06 | 95 | 6.8, 6.9
31549 | comb-type busbar, 3-pole, bridge type, pitch 18 mm | 100 A, 1 m long | 25 mm² | 10 | 80,53 | 1,070 | 0,000 | 0,000 | 113,3 | 06 | 95 | 6.8, 6.9
31550 | connection terminal, front connection |  | 6 - 35 mm² | 10 | 5,58 | 0,035 | 0,000 | 0,000 | 3,5 | 07 | 26 | 6.8, 6.9
31552 | end cap | for 2-pole and 3-pole comb-type busbars 25 mm² |  | 20 | 1,39 | 0,000 | 0,000 | 0,000 | 0,2 | 06 | 30 | 6.8, 6.9
31554 | D0 fuse base, busbar mounted, 36mm | E 18 / 63 A | touch protected | 6 | 14,96 | 0,049 | 0,000 | 0,000 | 13,0 | 01 | 03 | 2.4
31555 | holder for cylindrical fuses | 10 x 85 / 1P | 32 A, 1500 V DC | 5 | 14,06 | 0,008 | 0,000 | 0,006 | 9,2 | 17 | 18 | 6.7
31556 | switch-disconnector for D0 fuses up to 63 A | with LED | 1P | 3 | 34,40 | 0,041 | 0,000 | 0,459 | 14,2 | 03 | 81 | 6.4
31557 | switch-disconnector for D0 fuses up to 63 A | with LED | 3P | 1 | 76,06 | 0,121 | 0,000 | 1,239 | 42,6 | 03 | 84 | 6.4
31558 | cylindr. fuse link 25 A | 1100 V DC, gPV | 14 x 85 | 20 | 17,11 | 0,000 | 0,000 | 0,000 | 2,7 | 22 | 25 | 7.13
31559 | cylindr. fuse link 20 A | 1100 V DC, gPV | 14 x 85 | 20 | 17,11 | 0,000 | 0,000 | 0,000 | 2,7 | 22 | 25 | 7.13
31560 | cylindr. fuse link 16 A | 1100 V DC, gPV | 14 x 85 | 20 | 17,11 | 0,000 | 0,000 | 0,000 | 2,7 | 22 | 25 | 7.13
31561 | comb-type busbar, 2-pole, bridge type, pitch 18 mm | 100 A, 1 m long | 25 mm² | 10 | 73,63 | 0,680 | 0,000 | 0,000 | 81,0 | 06 | 95 | 6.8, 6.9
31562 | feeder module | dircet feeding of the comb-type busbar | 6 - 50 mm² / AWG 14 - 1 | 10 | 6,54 | 0,000 | 0,038 | 0,000 | 3,0 | 07 | 26 | 6.8, 6.9
31563 | spacer 4,5 mm | set for 50 fuse holders 31971 and 31973, for arrangment with 22.5 mm pitch |  | 1 | 9,18 | 0,000 | 0,000 | 0,000 | 1,2 | 17 | 15 | 6.8
31564 | connection kit 10x38, 2-pole | for 10 2-pole combinations 10x38 |  | 1 | 3,57 | 0,000 | 0,000 | 0,000 | 2,5 | 17 | 15 | 6.8
31565 | connection kit 10x38, 3-pole | for 10 3-pole combinations 10x38 |  | 1 | 4,97 | 0,000 | 0,000 | 0,000 | 3,6 | 17 | 15 | 6.8
31567 | replacement fuse for MOTUS® | fuse 16 A for version 0.6 A and 2.4 A | 10x38 gR | 3 | 10,96 | 0,000 | 0,000 | 0,000 | 2,8 | 21 | 51 | 1.2, 2.3, 3.16, 6.1
31568 | replacement fuse for MOTUS® | fuse 20 A for version 9 A | 10x38 gR | 3 | 10,96 | 0,000 | 0,000 | 0,000 | 2,8 | 21 | 51 | 1.2, 2.3, 3.16, 6.1
31569 | replacement fuse for MOTUS® | fuse 30 A for version 9 A for motors with heavy-duty starting | Class CC | 3 | 20,38 | 0,000 | 0,000 | 0,000 | 2,8 | 21 | 51 | 1.2, 2.3, 3.16, 6.1
31570 | busbar mounted fuse holder 1000 V | for fuses 10x38 IEC 60269-6 | 1-pole, for busbars 30 x 5/10 | 12 | 7,42 | 0,005 | 0,000 | 0,006 | 6,1 | 01 | 46 | 3.20
31571 | bus-mouning fuse holder 1000 V, with LED | for fuses 10x38 IEC 60269-6, with LED 110 - 690 V AC / DC | 1-pole, for busbars 30 x 5/10 | 12 | 8,34 | 0,005 | 0,000 | 0,006 | 6,6 | 01 | 46 | 3.20
31572 | busbar mounted fuse holder 1000 V | for fuses 10x38 IEC 60269-6 | 1-pole, for busbars 20 x 5/10 | 12 | 7,42 | 0,006 | 0,000 | 0,006 | 6,3 | 01 | 46 | 3.20
31574 | D0 busbar mounted switch-disconnector-fuse, for 3-pole busbar system | for D01 and D02 fuses | E18 / 63 A / 3P | 1 | 63,85 | 0,081 | 0,000 | 1,107 | 33,0 | 01 | 42 | 3.19
31575 | D0 busbar mounted switch-disconnector-fuse, for 3-pole busbar system | for D01 and D02 fuses, with LED | E18 / 63 A / 3P | 1 | 66,80 | 0,081 | 0,000 | 1,107 | 33,0 | 01 | 42 | 3.19
31578 | D0 busbar mounted switch-disconnector-fuse, for 5-pole busbar system | for D01 and D02 fuses | E18 / 63 A / 3P | 1 | 64,47 | 0,081 | 0,000 | 1,107 | 33,0 | 01 | 42 | 3.19
31579 | D0 busbar mounted switch-disconnector-fuse, for 5-pole busbar system | for D01 and D02 fuses, with LED | E18 / 63 A / 3P | 1 | 66,80 | 0,081 | 0,000 | 1,107 | 33,0 | 01 | 42 | 3.19
31588 | D0 busbar mounted switch-disconnector-fuse, for 5-pole busbar system | for D01 and D02 fuses, for busbar systems 250 A, 400 A and 630 A of company Hensel | E18 / 63 A / 3P | 1 | 64,47 | 0,081 | 0,000 | 1,107 | 33,0 | 01 | 42 | 3.19
31901 | side-mounted module |  |  | 5 | 6,75 | 0,000 | 0,000 | 0,000 | 6,1 | 01 | 36 | 3.18, 3.20
31902 | reducer D02 for D01 fuses 2 - 16 A |  |  | 20 | 1,26 | 0,000 | 0,000 | 0,000 | 0,1 | 01 | 36 | 3.18, 3.19, 6.4
31903 | pilot switch | changeover 250 V AC / 5 A, 30 V DC / 4 A |  | 1 | 7,39 | 0,000 | 0,000 | 0,000 | 0,7 | 01 | 36 | 3.18, 3.20
31904 | locking cap D02 version &quot;utility&quot; | 400 V | E 18 | 36 | 36,33 | 0,000 | 0,000 | 0,000 | 1,1 | 22 | 05 | 7.7
31905 | locking cap DII version &quot;utility&quot; | 500 V | E 27 | 20 | 39,38 | 0,000 | 0,000 | 0,000 | 1,7 | 22 | 05 | 7.9
31906 | locking cap DIII version &quot;utility&quot; | 500 V | E 33 | 10 | 50,24 | 0,000 | 0,000 | 0,000 | 2,6 | 22 | 05 | 7.9
31907 | key for locking cap | "utility" version for D and D0 |  | 1 | 16,16 | 0,000 | 0,000 | 0,000 | 3,6 | 22 | 05
31908 | locking cap D01 version &quot;utility&quot; | 400 V | E 14 | 36 | 36,33 | 0,000 | 0,000 | 0,000 | 1,1 | 22 | 05 | 7.7
31909 | locking cap D01 version &quot;industry&quot; | 400 V | E 14 | 36 | 36,33 | 0,000 | 0,000 | 0,000 | 1,1 | 22 | 05 | 7.7
31910 | locking cap D02 version &quot;industry&quot; | 400 V | E 18 | 36 | 36,33 | 0,000 | 0,000 | 0,000 | 1,1 | 22 | 05 | 7.7
31911 | locking cap DII version &quot;industry&quot; | 500 V | E 27 | 20 | 39,38 | 0,000 | 0,000 | 0,000 | 1,7 | 22 | 05 | 7.9
31912 | locking cap DIII version &quot;industry&quot; | 500 V | E 33 | 10 | 50,24 | 0,000 | 0,000 | 0,000 | 2,6 | 22 | 05 | 7.9
31913 | key for locking cap | "industry" version D and D0 |  | 1 | 16,16 | 0,000 | 0,000 | 0,000 | 3,6 | 22 | 05 | 7.7, 7.9
31914 | 9 mm side module for 31574 and 31575 |  |  | 5 | 6,75 | 0,000 | 0,000 | 0,000 | 6,1 | 01 | 36 | 3.19
31915 | 9 mm side module for 31578 and 31579 |  |  | 5 | 6,75 | 0,000 | 0,000 | 0,000 | 6,1 | 01 | 36 | 3.19
31918 | D-fuse base, busbar mounted, 42mm | gauge ring | E 27 / 3P | 10 | 12,15 | 0,028 | 0,037 | 0,000 | 23,3 | 01 | 15 | 3.17
31919 | D-fuse base, busbar mounted, 57mm | gauge ring | E 33 / 3P | 10 | 16,42 | 0,028 | 0,060 | 0,000 | 32,0 | 01 | 21 | 3.17
31920 | holder for cylindrical fuses | Class J / 1P, box terminal 50 mm² | 60 A / 600 V (27x60) | 6 | 34,68 | 0,040 | 0,000 | 0,268 | 18,2 | 16 | 06 | 6.10
31921 | holder for cylindrical fuses | Class J / 2P, box terminal 50 mm² | 60 A / 600 V (27x60) | 3 | 69,47 | 0,079 | 0,000 | 0,536 | 37,0 | 16 | 06 | 6.10
31922 | holder for cylindrical fuses | Class J / 3P, box terminal 50 mm² | 60 A / 600 V (27x60) | 2 | 104,15 | 0,118 | 0,000 | 0,804 | 55,9 | 16 | 06 | 6.10
31923 | holder for cylindrical fuses, with LED | Class J / 1P, box terminal 50 mm² | 60 A / 600 V (27x60) | 6 | 41,40 | 0,040 | 0,000 | 0,268 | 18,2 | 16 | 06 | 6.10
31924 | holder for cylindrical fuses, with LED | Class J / 2P, box terminal 50 mm² | 60 A / 600 V (27x60) | 3 | 82,93 | 0,079 | 0,000 | 0,536 | 37,0 | 16 | 06 | 6.10
31925 | holder for cylindrical fuses, with LED | Class J / 3P, box terminal 50 mm² | 60 A / 600 V (27x60) | 2 | 124,32 | 0,118 | 0,000 | 0,804 | 55,9 | 16 | 06 | 6.10
31929 | holder for cylindrical fuses, with LED | Class CC / 1P | 30 A / 12 - 72 V | 12 | 14,89 | 0,007 | 0,000 | 0,000 | 6,2 | 17 | 07 | 6.9
31930 | holder for cylindrical fuses | 10 x 38 / 1P / LED | 32 A / 12 - 72 V | 12 | 11,59 | 0,007 | 0,000 | 0,000 | 5,7 | 17 | 06 | 6.6
31932 | holder for cylindrical fuses, with LED | Class J / 1P, box terminal 50 mm² | 30 A / 600 V (21x57) | 6 | 36,86 | 0,024 | 0,000 | 0,028 | 15,8 | 16 | 03 | 6.10
31933 | holder for cylindrical fuses, with LED | Class J / 2P, box terminal 50 mm² | 30 A / 600 V (21x57) | 3 | 73,75 | 0,048 | 0,000 | 0,056 | 32,2 | 16 | 03 | 6.10
31934 | holder for cylindrical fuses, with LED | Class J / 3P, box terminal 50 mm² | 30 A / 600 V (21x57) | 2 | 110,61 | 0,072 | 0,000 | 0,084 | 48,6 | 16 | 03 | 6.10
31935 | D0-fuse base, busbar mounted, 27mm | E 18 / 63 A | touch protected | 8 | 15,44 | 0,000 | 0,025 | 0,000 | 14,4 | 01 | 03 | 3.18
31936 | D0-fuse base, busbar mounted, 36mm | E 18 / 63 A | touch protected | 6 | 16,60 | 0,000 | 0,025 | 0,000 | 16,1 | 01 | 03 | 3.18
31940 | holder for cylindrical fuses, with pilot switch | 14 x 51 / 1P | 50 A / 690 V | 6 | 30,16 | 0,012 | 0,000 | 0,015 | 11,6 | 17 | 09 | 6.7
31941 | holder for cylindrical fuses, with pilot switch | 14 x 51 / 3P | 50 A / 690 V | 2 | 71,59 | 0,038 | 0,000 | 0,045 | 34,6 | 17 | 09 | 6.7
31942 | holder for cylindrical fuses, with pilot switch | 22 x 58 / 1P | 100 A / 690 V | 6 | 36,12 | 0,024 | 0,000 | 0,028 | 18,1 | 17 | 12 | 6.7
31943 | holder for cylindrical fuses, with pilot switch | 22 x 58 / 3P | 100 A / 690 V | 2 | 90,98 | 0,072 | 0,000 | 0,084 | 54,1 | 17 | 12 | 6.7
31946 | D-fuse base, busbar mounted, 42mm | touch protected, gauge ring | E 27 / 3P | 8 | 15,35 | 0,028 | 0,037 | 0,000 | 29,7 | 01 | 15 | 3.17
31947 | D-fuse base, busbar mounted, 57mm | touch protected, gauge ring | E 33 / 3P | 6 | 20,13 | 0,028 | 0,060 | 0,000 | 39,8 | 01 | 21 | 3.17
31950 | D-fuse base, busbar mounted, 42mm | touch protected, screw-in gauge ring | E 27 / 3P | 8 | 17,94 | 0,019 | 0,037 | 0,000 | 28,7 | 01 | 09 | 3.17
31951 | D-fuse base, busbar mounted, 57mm | touch protected, screw-in gauge ring | E 33 / 3P | 6 | 22,54 | 0,019 | 0,060 | 0,000 | 38,7 | 01 | 27 | 3.17
31954 | busbar mounted fuse holder | for fuses 10x38 IEC 60269-2 | 10 x 38 / 3P | 4 | 44,60 | 0,032 | 0,000 | 0,348 | 18,5 | 01 | 46 | 3.20
31955 | busbar mounted fuse holder, with LED | for fuses 10x38 IEC 60269-2, with LED 110 - 690 V AC / DC | 10 x 38 / 3P | 4 | 59,04 | 0,032 | 0,000 | 0,348 | 18,7 | 01 | 46 | 3.20
31957 | holder for cylindrical fuses, with pilot switch | 22 x 58 / 2P | 100 A / 690 V | 3 | 76,07 | 0,048 | 0,000 | 0,056 | 36,6 | 17 | 12 | 6.7
31958 | busbar mounted fuse holder | for fuses Class CC UL 248-4 | Class CC / 3P | 4 | 54,04 | 0,032 | 0,000 | 0,348 | 18,6 | 01 | 47 | 3.21
31959 | busbar mounted fuse holder, with LED | for fuses Class CC UL 248-4, with LED 110 - 690 V AC / DC | Class CC / 3P | 4 | 68,05 | 0,032 | 0,000 | 0,348 | 18,8 | 01 | 47 | 3.21
31961 | busbar mounted fuse holder 690 V | for fuses 10x38 IEC 60269-2 | 10 x 38 / 2P | 6 | 30,03 | 0,022 | 0,000 | 0,232 | 12,2 | 01 | 46 | 3.20
31963 | busbar mounted fuse holder | for fuses 10x38 IEC 60269-2 | 10 x 38 / 4P | 4 | 67,57 | 0,052 | 0,000 | 0,464 | 25,2 | 01 | 46 | 3.20
31964 | busbar mounted fuse holder, with LED | for fuses 10x38 IEC 60269-2, with LED 110 - 690 V AC / DC | 10 x 38 / 4P | 4 | 81,34 | 0,052 | 0,000 | 0,464 | 25,2 | 01 | 46 | 3.20
31968 | busbar mounted fuse holder Class J, connection bottom | for fuse links Class J 1 - 30 A (21x57), with LED | 3P, complete solution based on busbar adapter | 1 | 158,61 | 0,167 | 0,000 | 0,084 | 110,0 | 16 | 21 | 3.21
31970 | busbar mounted fuse holder Class J, connection bottom | for fuse links Class J 35 - 60 A (27x60), with LED | 3P, complete solution based on busbar adapter | 1 | 179,83 | 0,340 | 0,000 | 0,804 | 131,0 | 16 | 24 | 3.21
31971 | holder for cylindrical fuses | 10x38 / 1P | 30 A / 1000 V DC | 12 | 6,33 | 0,006 | 0,000 | 0,006 | 5,2 | 17 | 06 | 6.7
31972 | holder for cylindrical fuses, with pilot switch | 14 x 51 / 2P | 50 A / 690 V | 3 | 58,92 | 0,025 | 0,000 | 0,030 | 23,5 | 17 | 09 | 6.7
31973 | holder for cylindrical fuses | 10x38 / 1P / LED | 30 A / 1000 V DC | 12 | 11,19 | 0,006 | 0,000 | 0,006 | 5,7 | 17 | 06 | 6.7
31974 | holder for cylindrical fuses | 10x38 / 2P | 30 A / 1000 V DC | 6 | 12,77 | 0,011 | 0,000 | 0,012 | 10,3 | 17 | 06 | 6.7
31976 | pilot switch | changeover 250 V AC / 5 A, 30 V DC / 4 A |  | 1 | 7,39 | 0,000 | 0,000 | 0,000 | 0,7 | 01 | 36 | 3.19
32001 | busbar adapter 160 A |  | 108 x 315 | 1 | 105,58 | 0,172 | 0,008 | 0,000 | 87,7 | 05 | 45
32004 | busbar adapter 630 A | connection screws M12 (top / bottom) | 184 x 320 | 1 | 133,73 | 0,952 | 0,052 | 0,000 | 278,0 | 05 | 42 | 3.15
32017 | busbar adapter 250 A, 3-pole, aligned to switchgear |  | 105 x 240 | 1 | 89,74 | 0,455 | 0,000 | 0,000 | 102,0 | 05 | 36 | 3.14
32018 | busbar adapter 160 A, 3-pole, aligned to switchgear |  | 90 x 200 | 1 | 97,52 | 0,397 | 0,000 | 0,375 | 81,0 | 05 | 30 | 3.14
32020 | busbar adapter 160 A, 3-pole, aligned to switchgear |  | 90 x 200 | 1 | 98,77 | 0,397 | 0,000 | 0,375 | 81,0 | 05 | 30 | 3.14
32023 | busbar adapter 250 A, 3-pole, aligned to switchgear |  | 105 x 190 | 1 | 85,30 | 0,309 | 0,009 | 0,000 | 122,0 | 05 | 36 | 3.14
32028 | busbar adapter 160 A, 3-pole, aligned to switchgear |  | 90 x 200 | 1 | 98,77 | 0,397 | 0,000 | 0,375 | 81,0 | 05 | 30 | 3.14
32029 | busbar adapter 80 A, aligned to switchgear |  | 81 x 200, with leads AWG 4 (25 mm²), with metal plate | 2 | 68,33 | 0,181 | 0,000 | 0,000 | 66,0 | 05 | 27 | 3.13
32030 | busbar adapter 125 A, 3-pole, aligned to switchgear |  | 90 x 200 | 1 | 97,82 | 0,398 | 0,000 | 0,375 | 81,0 | 05 | 30 | 3.14
32031 | busbar adapter 590 A, 3-pole, aligned to switchgear |  | 140 x 300 | 1 | 156,42 | 1,563 | 0,00744 | 0,000 | 250,0 | 05 | 42 | 3.15
32033 | busbar adapter 590 A, 4-pole, aligned to switchgear |  | 185 x 300 | 1 | 234,51 | 2,279 | 0,00558 | 0,000 | 350,0 | 05 | 42 | 3.15
32064 | busbar adapter 650 A, 3-pole, aligned to switchgear |  | 238 x 300 | 1 | 237,18 | 1,641 | 0,020 | 9,416 | 285,6 | 05 | 42 | 3.15
32067 | busbar adapter 250 A, 4-pole, aligned to switchgear |  | 140 x 270 | 1 | 128,03 | 0,614 | 0,000 | 0,000 | 153,0 | 05 | 36 | 3.14
32137 | busbar adapter 250 A, 3-pole, aligned to switchgear |  | 105 x 190 | 1 | 85,30 | 0,310 | 0,019 | 0,000 | 90,0 | 05 | 36 | 3.14
32138 | busbar adapter 600 A, 3-pole, aligned to switchgear |  | 140 x 270 | 1 | 156,42 | 1,091 | 0,00372 | 0,000 | 212,0 | 05 | 42 | 3.15
32140 | busbar adapter 250 A, 3-pole, aligned to switchgear |  | 105 x 190 | 1 | 84,59 | 0,322 | 0,018 | 0,000 | 90,1 | 05 | 36 | 3.14
32146 | module PE/N | attachable to busbar adapter on both sides | 18 x 242 | 4 | 18,90 | 0,029 | 0,000 | 0,000 | 14,1 | 05 | 43 | 3.12
32153 | adapter 80 A, 1 mounting rail | with terminals 16 mm² (top) | 54 x 182 | 4 | 34,94 | 0,033 | 0,000 | 0,000 | 23,0 | 05 | 27
32156 | busbar adapter 250 A, 3-pole, aligned to switchgear |  | 105 x 190 | 1 | 84,59 | 0,312 | 0,007 | 0,000 | 93,8 | 05 | 36 | 3.14
32157 | busbar adapter 570 A, 3-pole, aligned to switchgear |  | 140 x 270 | 1 | 156,42 | 1,095 | 0,007 | 0,000 | 222,6 | 05 | 42 | 3.15
32168 | busbar adapter 250 A | terminals 35 - 120 mm² at top | 110 x 320 | 1 | 67,48 | 0,348 | 0,040 | 0,000 | 160,4 | 05 | 36 | 3.15
32214 | busbar adapter 200 A | terminals 6 - 70 mm² at top | 108 x 222 | 1 | 60,22 | 0,156 | 0,027 | 0,000 | 84,2 | 05 | 36 | 3.15
32215 | busbar adapter 200 A | terminals 6 - 70 mm² at bottom | 108 x 222 | 1 | 61,69 | 0,156 | 0,027 | 0,000 | 86,0 | 05 | 36 | 3.15
32216 | busbar adapter 250 A | terminals 35 - 120 mm² at bottom | 110 x 320 | 1 | 67,48 | 0,348 | 0,040 | 0,000 | 164,0 | 05 | 36 | 3.15
32224 | adapter 25 A, 1 mounting rail |  |  | 4 | 24,25 | 0,010 | 0,000 | 0,000 |  | 05 | 21
32277 | basic system adapter 2x 160 A | with CrossLink® interface, clamp connection | for CrossBoard® products | 1 | 257,13 | 1,288 | 0,000 | 2,664 | 292,0 | 05 | 48
32278 | basic system adapter 2x 160 A | with CrossLink® interface, screw connection | for CrossBoard® products | 1 | 221,44 | 1,138 | 0,000 | 2,664 | 247,0 | 05 | 48
32300 | adapter 16 A, with CrossLink® interface | phase L1, 1 fixed mounting rail, with leads AWG 14 (2.5 mm²) | 18 x 160 | 6 | 8,61 | 0,006 | 0,000 | 0,060 | 6,0 | 05 | 19 | 1.3
32301 | adapter 16 A, with CrossLink® interface | phase L2, 1 fixed mounting rail, with leads AWG 14 (2.5 mm²) | 18 x 160 | 6 | 8,61 | 0,008 | 0,000 | 0,060 | 6,0 | 05 | 19 | 1.3
32302 | adapter 16 A, with CrossLink® interface | phase L3, 1 fixed mounting rail, with leads AWG 14 (2.5 mm²) | 18 x 160 | 6 | 8,61 | 0,009 | 0,000 | 0,060 | 6,0 | 05 | 19 | 1.3
32307 | adapter 63 A, with CrossLink® interface | phase L1, 1 fixed mounting rail, with leads AWG 8 (10 mm²) | 18 x 160 | 6 | 9,50 | 0,015 | 0,000 | 0,060 | 6,6 | 05 | 20 | 1.3
32308 | adapter 63 A, with CrossLink® interface | phase L2, 1 fixed mounting rail, with leads AWG 8 (10 mm²) | 18 x 160 | 6 | 9,50 | 0,021 | 0,000 | 0,060 | 6,6 | 05 | 20 | 1.3
32309 | adapter 63 A, with CrossLink® interface | phase L3, 1 fixed mounting rail, with leads AWG 8 (10 mm²) | 18 x 160 | 6 | 9,50 | 0,026 | 0,000 | 0,060 | 6,6 | 05 | 20 | 1.3
32311 | component support with CrossLink® interface | without electrical connection, 1 fixed mounting rail | 18 x 160 | 6 | 6,56 | 0,000 | 0,000 | 0,000 | 3,3 | 05 | 17 | 1.3
32400 | busbar adapter 25 A, with CrossLink® interface | 2 adjustable mounting rails | 45 x 200, with removable upper section and leads AWG 12 (4 mm²) | 4 | 37,92 | 0,047 | 0,000 | 0,000 | 42,7 | 05 | 22 | 3.10
32401 | busbar adapter 16 A, with CrossLink® interface, aligned to switchgear | for direct starter Allen-Bradley 140M-RC2E, Eaton PKZM0, Siemens S00, Schneider Electric GV2 with spring terminals | 45 x 200, with removable upper section and leads AWG 12 (4 mm²) | 4 | 37,92 | 0,047 | 0,000 | 0,000 | 42,7 | 05 | 22 | 3.10
32402 | busbar adapter 25 A, with CrossLink® interface | 2 adjustable mounting rails | 45 x 260, with removable upper section and leads AWG 12 (4 mm²) | 4 | 43,16 | 0,047 | 0,000 | 0,000 | 45,0 | 05 | 22 | 3.10
32404 | busbar adapter 32 A, with CrossLink® interface | 2 adjustable mounting rails | 54 x 200, with removable upper section and leads AWG 10 (6 mm²) | 4 | 45,26 | 0,091 | 0,000 | 0,000 | 49,2 | 05 | 22 | 3.10
32408 | busbar adapter 32 A, with CrossLink® interface | 2 adjustable mounting rails | 54 x 260, with removable upper section and leads AWG 10 (6 mm²) | 4 | 51,64 | 0,091 | 0,000 | 0,000 | 54,4 | 05 | 22 | 3.10
32412 | busbar adapter 45 A, with CrossLink® interface | 2 adjustable mounting rails | 54 x 200, with removable upper section and leads AWG 8 (10 mm²) | 4 | 47,75 | 0,109 | 0,000 | 0,000 | 52,9 | 05 | 22 | 3.10
32416 | busbar adapter 45 A, with CrossLink® interface | 2 adjustable mounting rails | 54 x 260, with removable upper section and leads AWG 8 (10 mm²) | 4 | 57,60 | 0,109 | 0,000 | 0,000 | 56,7 | 05 | 22 | 3.10
32420 | busbar component support, with CrossLink® interface | 2 adjustable mounting rails | 45 x 200, with removable upper section, without electrical connection | 4 | 34,11 | 0,004 | 0,000 | 0,000 | 34,9 | 05 | 17 | 3.10
32421 | busbar component support, with CrossLink® interface | 2 adjustable mounting rails | 54 x 200, with removable upper section, without electrical connection | 4 | 39,63 | 0,011 | 0,000 | 0,000 | 38,8 | 05 | 17 | 3.10
32425 | busbar component support, with CrossLink® interface | 2 adjustable mounting rails | 45 x 260, with removable upper section, without electrical connection | 4 | 41,91 | 0,004 | 0,000 | 0,000 | 36,2 | 05 | 17 | 3.10
32426 | busbar component support, with CrossLink® interface | 2 adjustable mounting rails | 54 x 260, with removable upper section, without electrical connection | 4 | 48,27 | 0,011 | 0,000 | 0,000 | 42,1 | 05 | 17 | 3.10
32427 | busbar adapter 32 A, aligned to switchgear | for direct starter Schneider Electric LUB12, LUB32 | 45 x 200, with leads AWG 10 (6 mm²) | 4 | 30,77 | 0,048 | 0,000 | 0,000 | 32,2 | 05 | 21 | 3.13
32428 | busbar adapter 32 A, aligned to switchgear | for reversing starter Schneider Electric LUB12/32 | 45 x 260, with leads AWG 10 (6 mm²) | 4 | 37,18 | 0,048 | 0,000 | 0,000 | 35,1 | 05 | 21 | 3.13
32429 | busbar adapter 16 A, aligned to switchgear | for direct starter Allen-Bradley 140M-RC2E, Eaton PKZM0, Siemens S00, Schneider Electric GV2 with spring terminals | 45 x 200, with leads AWG 14 (2.5 mm²) | 4 | 25,05 | 0,036 | 0,000 | 0,000 | 31,0 | 05 | 21 | 3.13
32430 | busbar adapter 25 A | 1 adjustable mounting rail | 45 x 200, with leads AWG 12 (4 mm²) | 4 | 22,13 | 0,042 | 0,000 | 0,000 | 32,5 | 05 | 21 | 3.11
32431 | busbar adapter 25 A | 2 adjustable mounting rails | 45 x 200, with leads AWG 12 (4 mm²) | 4 | 23,50 | 0,042 | 0,000 | 0,000 | 32,6 | 05 | 21 | 3.11
32432 | busbar adapter 25 A | 2 adjustable mounting rails | 90 x 200, with leads AWG 12 (4 mm²) | 2 | 46,04 | 0,046 | 0,000 | 0,000 | 57,1 | 05 | 21 | 3.11
32433 | busbar adapter 25 A | 2 adjustable mounting rails | 45 x 260, with leads AWG 12 (4 mm²) | 4 | 28,86 | 0,042 | 0,000 | 0,000 | 35,7 | 05 | 21 | 3.11
32434 | busbar adapter 32 A, aligned to switchgear | for direct starter Schneider Electric GV2M, GV2P | 45 x 200, with leads AWG 10 (6 mm²) | 4 | 29,52 | 0,048 | 0,000 | 0,000 | 33,3 | 05 | 21 | 3.13
32436 | busbar adapter 25 A | 2 adjustable mounting rails | 45 x 200, with screw terminals 6mm² from rear | 4 | 23,08 | 0,021 | 0,000 | 0,000 | 32,2 | 05 | 21 | 3.11
32438 | busbar adapter 32 A, aligned to switchgear | for direct starter Schneider Electric GV2M, GV2P | 45 x 260, with leads AWG 10 (6 mm²) | 4 | 33,97 | 0,048 | 0,000 | 0,000 | 36,2 | 05 | 21 | 3.13
32439 | busbar adapter 25 A | 2 adjustable mounting rails | 45 x 260, with screw terminals 6mm² from rear | 4 | 27,29 | 0,021 | 0,000 | 0,000 | 35,2 | 05 | 21 | 3.11
32440 | busbar adapter 16 A, aligned to switchgear | for reversing starter Allen-Bradley 140M-RC2E, Eaton PKZM0, Siemens S00, Schneider Electric GV2 with spring terminals | 90 x 200, with leads AWG 14 (2.5 mm²) | 2 | 45,93 | 0,040 | 0,000 | 0,000 | 57,0 | 05 | 21 | 3.13
32441 | busbar adapter 32 A | 1 adjustable mounting rail | 54 x 200, with leads AWG 10 (6 mm²) | 4 | 26,32 | 0,084 | 0,000 | 0,000 | 36,6 | 05 | 21 | 3.11
32442 | busbar adapter 32 A | 2 adjustable mounting rails | 54 x 200, with leads AWG 10 (6 mm²) | 4 | 27,49 | 0,084 | 0,000 | 0,000 | 38,0 | 05 | 21 | 3.11
32443 | busbar adapter 32 A | 1 adjustable mounting rail | 63 x 200, with leads AWG 10 (6 mm²) | 4 | 32,93 | 0,084 | 0,000 | 0,000 | 44,5 | 05 | 21 | 3.11
32444 | busbar adapter 32 A | 1 adjustable mounting rail | 72 x 200, with leads AWG 10 (6 mm²) | 4 | 36,48 | 0,084 | 0,000 | 0,000 | 44,3 | 05 | 21 | 3.11
32445 | busbar adapter 25 A, aligned to switchgear | for direct starter Siemens S00 with screw connection | 45 x 200, with leads AWG 12 (4 mm²) | 4 | 27,02 | 0,042 | 0,000 | 0,000 | 33,0 | 05 | 21 | 3.13
32446 | busbar adapter 32 A | 2 adjustable mounting rails | 81 x 200, with leads AWG 10 (6 mm²) | 4 | 41,58 | 0,084 | 0,000 | 0,000 | 49,5 | 05 | 21 | 3.11
32448 | busbar adapter 25 A, aligned to switchgear | for reversing starter Siemens S00 with screw connection | 90 x 200, with leads AWG 12 (4 mm²) | 2 | 49,33 | 0,046 | 0,000 | 0,000 | 54,1 | 05 | 21 | 3.13
32449 | busbar adapter 32 A | 2 adjustable mounting rails | 54 x 260, with leads AWG 10 (6 mm²) | 4 | 33,72 | 0,084 | 0,000 | 0,000 | 43,3 | 05 | 21 | 3.11
32450 | busbar adapter 25 A, aligned to switchgear | for direct starter Eaton PKZM01, PKE12 | 45 x 200, with leads AWG 12 (4 mm²) | 4 | 28,74 | 0,042 | 0,000 | 0,000 | 33,0 | 05 | 21 | 3.13
32451 | busbar adapter 32 A, aligned to switchgear | for direct starter Eaton PKZM0, PKE32 | 45 x 200, with leads AWG 10 (6 mm²) | 4 | 33,57 | 0,048 | 0,000 | 0,000 | 36,4 | 05 | 21 | 3.13
32452 | busbar adapter 25 A, aligned to switchgear | for reversing starter Eaton PKZM01, PKE12 | 90 x 200, with leads AWG 12 (4 mm²) | 2 | 52,88 | 0,046 | 0,000 | 0,000 | 54,6 | 05 | 21 | 3.13
32453 | busbar adapter 32 A, aligned to switchgear | for reversing starter Eaton PKZM0, PKE32 | 90 x 200, with leads AWG 10 (6 mm²) | 2 | 57,20 | 0,052 | 0,000 | 0,000 | 61,2 | 05 | 21 | 3.13
32454 | busbar adapter 63 A | 1 adjustable mounting rail | 54 x 200, with leads AWG 8 (10 mm²) | 4 | 30,30 | 0,105 | 0,000 | 0,000 | 39,2 | 05 | 24 | 3.11
32455 | busbar adapter 63 A | 2 adjustable mounting rails | 54 x 200, with leads AWG 8 (10 mm²) | 4 | 31,92 | 0,105 | 0,000 | 0,000 | 41,0 | 05 | 24 | 3.11
32456 | busbar adapter 63 A | 1 adjustable mounting rail | 63 x 200, with leads AWG 8 (10 mm²) | 4 | 34,65 | 0,105 | 0,000 | 0,000 | 44,9 | 05 | 24 | 3.11
32457 | busbar adapter 63 A | 1 adjustable mounting rail | 72 x 200, with leads AWG 8 (10 mm²) | 4 | 37,92 | 0,105 | 0,000 | 0,000 | 47,6 | 05 | 24 | 3.11
32459 | busbar adapter 63 A | 2 adjustable mounting rails | 81 x 200, with leads AWG 8 (10 mm²) | 4 | 43,08 | 0,105 | 0,000 | 0,000 | 51,3 | 05 | 24 | 3.11
32460 | busbar adapter 63 A, aligned to switchgear | for direct starter ABB MS45x, Eaton PKZM4, Siemens S2 | 54 x 260, with leads AWG 8 (10 mm²) | 4 | 42,14 | 0,105 | 0,000 | 0,000 | 43,2 | 05 | 24 | 3.13
32461 | busbar adapter 63 A | 2 adjustable mounting rails | 54 x 260, with leads AWG 8 (10 mm²) | 4 | 36,59 | 0,105 | 0,000 | 0,000 | 43,0 | 05 | 24 | 3.11
32463 | busbar adapter 63 A, aligned to switchgear | for direct starter ABB MS45x and Eaton PKZ5 | 72 x 260, with leads AWG 8 (10 mm²) | 2 | 52,61 | 0,105 | 0,000 | 0,000 | 51,4 | 05 | 24 | 3.13
32464 | busbar adapter 80 A | 1 adjustable mounting rail | 54 x 200, without leads, with terminals 1.5 - 16 mm², front operated | 4 | 36,06 | 0,058 | 0,000 | 0,000 | 37,3 | 05 | 27 | 3.12
32465 | busbar adapter 80 A | 2 adjustable mounting rails | 54 x 260, without leads, with terminals 1.5 - 16 mm², front operated | 4 | 43,16 | 0,058 | 0,000 | 0,000 | 41,2 | 05 | 27 | 3.12
32466 | busbar adapter 80 A | 1 adjustable mounting rail | 54 x 200, without leads, with terminals 16 mm², operated from behind | 4 | 31,92 | 0,057 | 0,000 | 0,000 | 37,3 | 05 | 27 | 3.11
32467 | busbar adapter 80 A | 2 adjustable mounting rails | 54 x 200, without leads, with terminals 16 mm², operated from behind | 4 | 33,51 | 0,057 | 0,000 | 0,000 | 38,9 | 05 | 27 | 3.11
32469 | busbar adapter 80 A | 1 adjustable mounting rail | 72 x 200, without leads, with terminals 16 mm², operated from behind | 4 | 38,97 | 0,057 | 0,000 | 0,000 | 45,0 | 05 | 27 | 3.11
32471 | busbar adapter 80 A | 2 adjustable mounting rails | 54 x 260, with twin cables AWG10 (6 mm²) | 4 | 44,62 | 0,132 | 0,000 | 0,000 | 49,0 | 05 | 27
32472 | busbar adapter 80 A | 2 adjustable mounting rails | 54 x 260, without leads, with terminals 16 mm², operated from behind | 4 | 39,23 | 0,057 | 0,000 | 0,000 | 43,8 | 05 | 27 | 3.11
32477 | busbar component support | 2 adjustable mounting rails | 45 x 200, without electrical connection | 4 | 19,74 | 0,004 | 0,000 | 0,000 | 24,8 | 05 | 17 | 3.12
32478 | busbar component support | 2 adjustable mounting rails | 54 x 200, without electrical connection | 4 | 24,47 | 0,011 | 0,000 | 0,000 | 27,7 | 05 | 17 | 3.12
32484 | busbar component support | 2 adjustable mounting rails | 45 x 260, without electrical connection | 4 | 22,69 | 0,004 | 0,000 | 0,000 | 27,9 | 05 | 17 | 3.12
32485 | busbar component support | 2 adjustable mounting rails | 54 x 260, without electrical connection | 4 | 28,13 | 0,011 | 0,000 | 0,000 | 38,5 | 05 | 17 | 3.12
32486 | busbar adapter 32 A | 1 adjustable mounting rail | 45 x 200, without leads, with spring terminals 1.5 - 6 mm² from front | 4 | 24,68 | 0,022 | 0,000 | 0,000 | 32,5 | 05 | 21 | 3.12
32487 | busbar adapter 32 A | 2 adjustable mounting rails | 45 x 260, without leads, with spring terminals 1.5 - 6 mm² from front | 4 | 30,96 | 0,022 | 0,000 | 0,000 | 35,5 | 05 | 21 | 3.12
32498 | busbar adapter 32 A, aligned to switchgear | for direct starter ABB MS116, MS132 | 45 x 200, with leads AWG 10 (6 mm²) | 4 | 33,57 | 0,049 | 0,000 | 0,000 | 36,4 | 05 | 21 | 3.13
32511 | 8-pole connector, with support, 250 V |  |  | 10 | 32,22 | 0,000 | 0,000 | 0,000 | 3,4 | 05 | 57 | 3.10, 3.12
32513 | 10-pole connector, with support, 250 V |  |  | 10 | 38,36 | 0,000 | 0,000 | 0,000 | 4,0 | 05 | 57 | 3.10, 3.12
32533 | busbar adapter 32 A, aligned to switchgear | for direct starter Allen-Bradley 140M-C, 140M-D | 45 x 200, with leads AWG 10 (6 mm²) | 4 | 29,52 | 0,048 | 0,000 | 0,000 | 32,5 | 05 | 21 | 3.13
32534 | busbar adapter 32 A, aligned to switchgear | for reversing starter Allen-Bradley 140M-C, 140M-D | 54 x 200, with leads AWG 10 (6 mm²) | 4 | 32,93 | 0,084 | 0,000 | 0,000 | 38,0 | 05 | 21 | 3.13
32535 | busbar adapter 63 A, aligned to switchgear | for direct starter Allen-Bradley 140M-F | 54 x 200, with leads AWG 8 (10 mm²) | 4 | 42,24 | 0,105 | 0,000 | 0,000 | 43,0 | 05 | 24 | 3.13
32570 | busbar adapter 160 A, 3-pole, with CrossLink® interface, aligned to switchgear |  | 92 x 200 | 1 | 93,69 | 0,266 | 0,002 | 0,772 | 81,0 | 05 | 30 | 3.14
32571 | busbar adapter 160 A, 3-pole, aligned to switchgear |  | 90 x 200 | 1 | 101,23 | 0,397 | 0,000 | 0,375 | 81,0 | 05 | 30
32575 | busbar adapter 160 A, 3-pole, aligned to switchgear |  | 90 x 200 | 1 | 97,52 | 0,397 | 0,000 | 0,375 | 81,0 | 05 | 30 | 3.14
32577 | busbar adapter 160 A, 3-pole, aligned to switchgear |  | 90 x 200 | 1 | 98,77 | 0,397 | 0,000 | 0,375 | 81,0 | 05 | 30 | 3.14
32578 | busbar adapter 250 A, 4-pole, aligned to switchgear |  | 140 x 270 | 1 | 128,03 | 0,611 | 0,000 | 0,000 | 180,0 | 05 | 36 | 3.14
32579 | busbar adapter 400 A, 4-pole, aligned to switchgear |  | 185 x 300 | 1 | 234,51 | 2,103 | 0,009 | 0,000 | 350,0 | 05 | 42 | 3.15
32580 | busbar adapter 250 A, 4-pole, aligned to switchgear |  | 140 x 270 | 1 | 128,03 | 0,617 | 0,000 | 0,000 | 180,0 | 05 | 36 | 3.14
32581 | busbar adapter 500 A, 4-pole, aligned to switchgear |  | 185 x 300 | 1 | 234,51 | 2,157 | 0,00372 | 0,000 | 350,0 | 05 | 42 | 3.15
32582 | busbar adapter 250 A, 4-pole, aligned to switchgear |  | 140 x 270 | 1 | 124,97 | 0,609 | 0,000 | 0,000 | 180,0 | 05 | 36
32583 | busbar adapter 500 A, 4-pole, aligned to switchgear |  | 185 x 300 | 1 | 228,93 | 2,135 | 0,00372 | 0,000 | 350,0 | 05 | 42
32584 | busbar adapter 250 A, 4-pole, aligned to switchgear |  | 140 x 270 | 1 | 128,03 | 0,600 | 0,000 | 0,000 | 180,0 | 05 | 36 | 3.14
32585 | busbar adapter 500 A, 4-pole, aligned to switchgear |  | 185 x 300 | 1 | 249,35 | 2,770 | 0,00744 | 0,000 | 360,0 | 05 | 42 | 3.15
32586 | busbar adapter 250 A, 4-pole, aligned to switchgear |  | 140 x 270 | 1 | 128,03 | 0,600 | 0,000 | 0,000 | 180,0 | 05 | 36 | 3.14
32588 | busbar adapter 32 A, aligned to switchgear | for direct starter Siemens 3RA6 | 45 x 200, with leads AWG 10 (6 mm²), with metal mounting rail | 4 | 55,10 | 0,051 | 0,000 | 0,000 | 44,0 | 05 | 21 | 3.13
32589 | busbar component support | for direct starter Siemens 3RA6 | 45 x 200, without electrical connection, with metal mounting rail | 4 | 34,15 | 0,005 | 0,000 | 0,000 | 24,8 | 05 | 17 | 3.12
32590 | busbar adapter 32 A | 1 adjustable mounting rail | 45 x 160, with leads AWG 10 (6 mm²) | 4 | 22,81 | 0,040 | 0,000 | 0,000 | 19,8 | 05 | 21 | 2.3
32591 | busbar adapter 63 A | 1 adjustable mounting rail | 54 x 160, with leads AWG 8 (10 mm²) | 4 | 27,27 | 0,087 | 0,000 | 0,000 | 21,8 | 05 | 24 | 2.3
32592 | busbar adapter 210 A, 3-pole, aligned to switchgear |  | 105 x 240 | 1 | 84,59 | 0,449 | 0,000 | 0,000 | 102,0 | 05 | 36 | 3.14
32593 | busbar adapter 580 A, 3-pole, aligned to switchgear |  | 140 x 300 | 1 | 170,58 | 1,500 | 0,00372 | 0,000 | 252,0 | 05 | 42 | 3.15
32594 | spare part busbar adapter 160 A | busbar adapter base with CrossLink® interface |  | 2 | 24,22 | 0,099 | 0,000 | 0,000 | 36,5 | 05 | 58 | 3.23
32595 | spare part busbar adapter 250 A | busbar adapter base with CrossLink® interface |  | 2 | 72,67 | 0,233 | 0,000 | 0,000 | 75,5 | 05 | 58 | 3.23
32597 | busbar adapter 210 A, 3-pole, aligned to switchgear |  | 105 x 240 | 1 | 88,79 | 0,526 | 0,000 | 0,000 | 102,0 | 05 | 36
32598 | busbar adapter 80 A | 2 adjustable mounting rails | 54 x 200, with twin cables AWG10 (6 mm²) | 4 | 46,15 | 0,132 | 0,000 | 0,000 | 47,0 | 05 | 27
32601 | busbar adapter 290 A, 3-pole, aligned to switchgear |  | 105 x 240 | 1 | 84,59 | 0,440 | 0,000 | 0,000 | 122,0 | 05 | 36 | 3.14
32619 | busbar adapter base 125 A | with CrossLink® interface | 49.5 mm x 160 mm, only for use with QU-NH000 | 2 | 25,90 | 0,041 | 0,000 | 0,327 | 11,2 | 05 | 30 | 2.4
32620 | busbar adapter base 125 A | with CrossLink® interface | 49.5 mm x 200 mm, only for use with QU-NH000 | 4 | 25,60 | 0,041 | 0,000 | 0,327 | 12,7 | 05 | 30 | 3.23
32628 | busbar adapter 1-pole, 63 A | 1 fixed mounting rail, for Schneider Electric iC60, iC65 and C60 | 18 x 160 | 12 | 6,90 | 0,033 | 0,000 | 0,000 | 7,0 | 05 | 20 | 2.6
32629 | busbar adapter 1-pole, 32 A | 1 fixed mounting rail | 18 x 160 | 12 | 7,27 | 0,030 | 0,000 | 0,000 | 6,0 | 05 | 19 | 2.6
32630 | busbar adapter 1-pole, 63 A | 1 fixed mounting rail | 18 x 160 | 12 | 8,10 | 0,031 | 0,000 | 0,000 | 6,6 | 05 | 20 | 2.6
32631 | busbar component support 1-pole | 1 fixed mounting rail | 18 x 160, without electrical connection | 6 | 5,60 | 0,000 | 0,000 | 0,000 | 3,3 | 05 | 17 | 2.6
32632 | module N | terminal 16 mm² | 9 x 160 | 12 | 7,54 | 0,008 | 0,005 | 0,000 | 4,4 | 05 | 44 | 2.6
32633 | side-mounted module | for single pole busbar adapters | 9 x 160 | 12 | 5,69 | 0,000 | 0,000 | 0,000 | 1,2 | 05 | 57 | 2.6
32634 | module PE | terminal 16 mm² | 9 x 160 | 12 | 7,54 | 0,007 | 0,005 | 0,000 | 4,4 | 05 | 44 | 2.6
32635 | busbar component support | 1 adjustable mounting rail and 1 positioner for Siemens S00 | 45 x 200, without electrical connection | 4 | 24,94 | 0,005 | 0,000 | 0,000 | 24,8 | 05 | 17 | 3.12
32636 | busbar component support | 1 adjustable mounting rail and 1 positioner for Siemens S00 and S0 | 45 x 260, without electrical connection | 4 | 27,45 | 0,005 | 0,000 | 0,000 | 27,9 | 05 | 17 | 3.12
32637 | busbar adapter 25 A, aligned to switchgear | for direct starter Siemens S00 with spring terminal connection | 45 x 260, with leads AWG 12 (4 mm²) | 4 | 40,14 | 0,055 | 0,000 | 0,000 | 30,7 | 05 | 21 | 3.13
32638 | busbar adapter 32 A, aligned to switchgear | for direct starter Siemens S0 with spring terminal connection | 45 x 260, with 165 mm long leads AWG 10 (6 mm²) | 4 | 41,16 | 0,064 | 0,000 | 0,000 | 32,1 | 05 | 21 | 3.13
32639 | busbar adapter 32 A, aligned to switchgear | for direct starter Siemens S0 with screw connection | 45 x 260, with leads AWG 10 (6 mm²) | 4 | 29,62 | 0,049 | 0,000 | 0,000 | 33,3 | 05 | 21 | 3.13
32640 | busbar adapter 160 A, 4-pole, aligned to switchgear |  | 141 x 160 | 1 | 121,61 | 0,217 | 0,004 | 0,000 | 64,0 | 05 | 30 | 2.5
32641 | busbar adapter 600 A, 3-pole, aligned to switchgear |  | 140 x 300 | 1 | 156,42 | 1,473 | 0,00372 | 0,000 | 250,0 | 05 | 42 | 3.15
32642 | busbar adapter 250 A, 4-pole, aligned to switchgear |  | 140 x 251 | 1 | 128,03 | 0,426 | 0,010 | 0,000 | 118,6 | 05 | 36 | 3.14
32643 | busbar adapter 520 A, 4-pole, aligned to switchgear |  | 185 x 284 | 1 | 234,51 | 1,679 | 0,010 | 0,000 | 283,1 | 05 | 42 | 3.15
32650 | busbar adapter 25 A, aligned to switchgear | for direct starter Siemens S00 with spring terminal connection | 45 x 200, with 165 mm long leads AWG 12 (4 mm²) | 4 | 36,39 | 0,055 | 0,000 | 0,000 | 33,0 | 05 | 21 | 3.13
32651 | busbar adapter 250 A, 3-pole, aligned to switchgear |  | 105 x 240 | 1 | 84,59 | 0,462 | 0,000 | 0,000 | 102,0 | 05 | 36 | 3.14
32655 | busbar adapter 32 A | 1 adjustable mounting rail | 45 x 200, with leads AWG 10 (6 mm²) | 4 | 25,37 | 0,049 | 0,000 | 0,000 | 33,3 | 05 | 21 | 3.11
32659 | busbar adapter 32 A, aligned to switchgear | for direct starter Siemens S0 with spring terminal connection | 45 x 200, with 165 mm long leads AWG 10 (6 mm²) | 4 | 35,47 | 0,064 | 0,000 | 0,000 | 32,1 | 05 | 21 | 3.13
32660 | busbar adapter 144 A, 3-pole, aligned to switchgear |  | 76 x 200 | 1 | 97,54 | 0,218 | 0,000 | 0,000 | 81,0 | 05 | 30 | 3.14
32661 | busbar adapter 144 A, 3-pole, aligned to switchgear |  | 76 x 160 | 1 | 94,02 | 0,218 | 0,000 | 0,000 | 78,0 | 05 | 30 | 2.3
32662 | busbar adapter 80 A, aligned to switchgear | for circuit breaker Siemens Sirius frame size S2, 200 mm long | 54 x 200, with leads AWG 4 (25 mm²), top connection to system | 1 | 60,50 | 0,181 | 0,000 | 0,000 | 52,1 | 05 | 27 | 3.13
32663 | busbar adapter 80 A, aligned to switchgear | for direct starter Siemens Sirius frame size S2, 260 mm long | 54 x 260, with leads AWG 4 (25 mm²), top connection to the system | 1 | 60,50 | 0,181 | 0,000 | 0,000 | 59,1 | 05 | 27 | 3.13
32665 | component support with CrossLink® interface | without electrical connection, 1 adjustable mounting rail | 45 x 160 | 9 | 11,36 | 0,000 | 0,000 | 0,000 | 9,0 | 05 | 17 | 1.4
32666 | adapter 16 A, with CrossLink® interface | 1 fixed mounting rail, with leads AWG 14 (2.5 mm²) | 45 x 160 | 1 | 10,59 | 0,024 | 0,000 | 0,180 | 12,4 | 05 | 21 | 1.3
32668 | adapter 16 A, with CrossLink® interface | 1 adjustable mounting rail, with leads AWG 14 (2.5 mm²) | 45 x 160 | 1 | 13,75 | 0,024 | 0,000 | 0,180 | 14,0 | 05 | 21 | 1.4
32669 | Adapter 16 A, with CrossLink® interface | 1 adjustable mounting rail, with leads AWG 14 (2.5 mm²) 160 mm long, for devices with spring terminal technology | 45 x 160 | 1 | 14,34 | 0,026 | 0,000 | 0,180 | 10,6 | 05 | 21 | 1.4
32676 | adapter 25 A, with CrossLink® interface | 1 adjustable mounting rail, with leads AWG 12 (4 mm²) | 45 x 160 | 1 | 14,19 | 0,030 | 0,000 | 0,180 | 14,5 | 05 | 21 | 1.4
32682 | adapter 32 A, with CrossLink® interface | 1 fixed mounting rail, with leads AWG 10 (6 mm²) | 45 x 160 | 1 | 11,68 | 0,044 | 0,000 | 0,180 | 14,0 | 05 | 21 | 1.3
32684 | adapter 32 A, with CrossLink® interface | 1 adjustable mounting rail, with leads AWG 10 (6 mm²) | 45 x 160 | 1 | 14,84 | 0,044 | 0,000 | 0,180 | 15,6 | 05 | 21 | 1.4
32686 | Adapter 32 A, with CrossLink® interface | 1 adjustable mounting rail, with leads AWG 10 (6 mm²) 160 mm long, for devices with spring terminal technology | 45 x 160 | 1 | 15,43 | 0,055 | 0,000 | 0,180 | 12,4 | 05 | 21 | 1.4
32690 | adapter 160 A, with CrossLink® interface |  | 90 x 160 | 1 | 110,20 | 0,276 | 0,000 | 0,360 | 40,0 | 05 | 30 | 1.4
32691 | adapter 160 A, with CrossLink® interface |  | 90 x 160 | 1 | 110,20 | 0,276 | 0,000 | 0,360 | 40,0 | 05 | 30 | 1.4
32692 | adapter 45 A, with CrossLink® interface | 1 adjustable mounting rail, with leads AWG 8 (10 mm²) | 45 x 160 | 1 | 17,02 | 0,062 | 0,000 | 0,180 | 18,0 | 05 | 24 | 1.4
32693 | busbar adapter 25 A, aligned to switchgear | for direct starter Siemens S00 with spring terminal connection | 45 x 160, with leads AWG 12 (4 mm²) | 4 | 28,10 | 0,054 | 0,000 | 0,000 | 19,8 | 05 | 21
32694 | busbar adapter 30 A, aligned to switchgear | for direct starter Siemens S0 with spring terminal connection | 45 x 160, with leads AWG 10 (6 mm²) | 4 | 32,25 | 0,063 | 0,000 | 0,000 | 19,8 | 05 | 21
32700 | IP20 Protection cover (front) for adapter, incl. 3 top covers |  | 300 mm wide | 1 | 134,33 | 0,000 | 0,000 | 0,000 | 125,6 | 05 | 57 | 4.8
32701 | IP20 Protection cover (front) for adapter, incl. 3 top covers |  | 300 mm wide | 1 | 134,33 | 0,000 | 0,000 | 0,000 | 123,8 | 05 | 57 | 4.8
32702 | IP20 Protection cover (front) for adapter, incl. 3 top covers |  | 300 mm wide | 1 | 134,33 | 0,000 | 0,000 | 0,000 | 122,8 | 05 | 57 | 4.8
32703 | IP20 Protection cover (front) for adapter, incl. 3 top covers |  | 300 mm wide | 1 | 134,33 | 0,000 | 0,000 | 0,000 | 123,0 | 05 | 57 | 4.8
32704 | touch-safe protection shroud IP20 (rear installation) | for all adapters |  | 1 | 45,66 | 0,000 | 0,000 | 0,000 | 9,0 | 05 | 57 | 4.8
32705 | IP20 Protection cover (front) for adapter, incl. 3 top covers |  | 300 mm wide | 1 | 134,33 | 0,000 | 0,000 | 0,000 | 128,0 | 05 | 57 | 4.8
32706 | IP20 Protection cover (front) for adapter, incl. 3 top covers |  | 300 mm wide | 1 | 134,33 | 0,000 | 0,000 | 0,000 | 128,0 | 05 | 57 | 4.8
32707 | busbar adapter 900 A |  | 300 x 652, connection top, clamp connection | 1 | 975,28 | 14,085 | 0,000 | 0,000 | 2200,0 | 05 | 48 | 4.4
32708 | busbar adapter 900 A |  | 300 x 652, connection bottom, clamp connection | 1 | 1072,79 | 14,795 | 0,000 | 0,000 | 2200,0 | 05 | 48 | 4.5
32709 | busbar adapter 900 A |  | 300 x 652, connection top / bottom, screw connection | 1 | 943,73 | 14,155 | 0,000 | 0,000 | 2800,0 | 05 | 48 | 4.6
32718 | busbar adapter 1400 A |  | 300 x 652, connection bottom, clamp connection, changed phase | 1 | 1378,12 | 24,314 | 0,000 | 0,000 | 3230,0 | 05 | 48 | 4.7
32719 | busbar adapter 1200 A |  | 300 x 652, connection bottom, clamp connection, changed phase | 1 | 1269,31 | 22,875 | 0,000 | 0,000 | 3000,0 | 05 | 48 | 4.7
32720 | busbar adapter 1400 A |  | 300 x 652, Verbindung unten, Schraubkontaktierung, Phasendrehung | 1 | 1309,11 | 24,383 | 0,000 | 0,000 | 3140,0 | 05 | 48 | 4.8
32721 | busbar adapter 1200 A |  | 300 x 652, connection bottom, screw connection, changed phase | 1 | 1202,97 | 23,892 | 0,000 | 0,000 | 2900,0 | 05 | 48 | 4.8
32722 | busbar adapter 1320 A |  | 300 x 652, connection bottom, clamp connection, changed phase | 1 | 1378,12 | 24,314 | 0,000 | 0,000 | 3230,0 | 05 | 48 | 4.7
32723 | busbar adapter 1220 A |  | 300 x 652, connection bottom, clamp connection, changed phase | 1 | 1269,31 | 22,875 | 0,000 | 0,000 | 3000,0 | 05 | 48 | 4.7
32724 | busbar adapter 1320 A |  | 300 x 652, connection bottom, screw connection, changed phase | 1 | 1341,84 | 24,383 | 0,000 | 0,000 | 3140,0 | 05 | 48 | 4.8
32725 | busbar adapter 1220 A |  | 300 x 652, connection bottom, screw connection, changed phase | 1 | 1233,05 | 22,944 | 0,000 | 0,000 | 2900,0 | 05 | 48 | 4.8
32726 | busbar adapter 1220 A |  | 300 x 652, connection bottom, clamp connection | 1 | 1214,12 | 22,912 | 0,000 | 0,000 | 3028,0 | 05 | 48 | 4.5
32729 | busbar adapter 1000 A |  | 300 x 652, connection bottom, clamp connection | 1 | 1072,79 | 14,858 | 0,000 | 0,000 | 2300,0 | 05 | 48 | 4.5
32730 | busbar adapter 800 A |  | 300 x 652, connection bottom, clamp connection | 1 | 932,76 | 14,282 | 0,000 | 0,000 | 2300,0 | 05 | 48 | 4.5
32731 | busbar adapter 1400 A |  | 300 x 652, connection bottom, clamp connection | 1 | 1318,19 | 24,805 | 0,000 | 0,000 | 2800,0 | 05 | 48 | 4.5
32732 | busbar adapter 1200 A |  | 300 x 652, connection bottom, clamp connection | 1 | 1318,19 | 23,366 | 0,000 | 0,000 | 3180,0 | 05 | 48 | 4.5
32733 | busbar adapter 1000 A |  | 300 x 652, connection bottom, clamp connection | 1 | 1072,79 | 15,557 | 0,000 | 0,000 | 2400,0 | 05 | 48 | 4.5
32734 | busbar adapter 1400 A |  | 300 x 652, connection bottom, clamp connection | 1 | 1318,19 | 24,351 | 0,000 | 0,000 | 3350,0 | 05 | 48 | 4.5
32737 | busbar adapter 1200 A |  | 300 x 652, connection bottom, clamp connection | 1 | 1214,12 | 22,912 | 0,000 | 0,000 | 3200,0 | 05 | 48 | 4.5
32741 | busbar adapter 630 A | universal version up to 630 A, phase distance 43-46 mm | connection at top, CrossLink® clamp connection | 1 | 613,09 | 4,612 | 0,008 | 0,000 | 590,0 | 05 | 48 | 4.3
32742 | busbar adapter 630 A | universal version up to 630 A, phase distance 43-46 mm | connection at top, flat clamp connection | 1 | 616,04 | 4,504 | 0,008 | 0,000 | 640,0 | 05 | 48 | 4.3
32743 | busbar adapter 630 A | universal version up to 630 A, phase distance 43-46 mm | connection at top / bottom, screw connection | 1 | 596,30 | 4,483 | 0,008 | 0,000 | 620,0 | 05 | 48 | 4.3
32745 | busbar adapter 630 A | universal version up to 630 A, phase distance 43-46 mm | connection at bottom, CrossLink® clamp connection | 1 | 613,09 | 5,351 | 0,008 | 0,000 | 700,0 | 05 | 48 | 4.3
32746 | busbar adapter 630 A | universal version up to 630 A, phase distance 43-46 mm | connection at bottom, flat clamp connection | 1 | 613,09 | 5,220 | 0,008 | 0,000 | 700,0 | 05 | 48 | 4.3
32747 | busbar adapter 900 A |  | 300 x 652, connection bottom, clamp connection | 1 | 1067,66 | 14,858 | 0,000 | 0,000 | 2400,0 | 05 | 48 | 4.5
32749 | busbar adapter 1150 A |  | 300 x 652, connection bottom, screw connection, changed phase | 1 | 1221,24 | 23,111 | 0,000 | 0,000 | 3172,0 | 05 | 48 | 4.8
32752 | busbar adapter 1550 A |  | 300 x 675, connection top, clamp connection | 1 | 1293,78 | 23,387 | 0,000 | 0,000 | 3350,0 | 05 | 48 | 4.4
32753 | busbar adapter 1150 A |  | 300 x 675, connection top, clamp connection | 1 | 1103,75 | 21,661 | 0,000 | 0,000 | 2850,0 | 05 | 48 | 4.4
32754 | busbar adapter 720 A |  | 300 x 675, connection top, clamp connection | 1 | 847,95 | 14,272 | 0,000 | 0,000 | 1950,0 | 05 | 48 | 4.4
32755 | busbar adapter 1000 A |  | 300 x 675, connection top, clamp connection | 1 | 975,28 | 14,848 | 0,000 | 0,000 | 2200,0 | 05 | 48 | 4.4
32756 | busbar adapter 1450 A |  | 300 x 652, connection top, clamp connection | 1 | 1198,35 | 22,933 | 0,000 | 0,000 | 3100,0 | 05 | 48 | 4.4
32757 | busbar adapter 1250 A |  | 300 x 652, connection top, clamp connection | 1 | 1103,75 | 21,494 | 0,000 | 0,000 | 3000,0 | 05 | 48 | 4.4
32758 | busbar adapter 1000 A |  | 300 x 652, connection top, clamp connection | 1 | 975,28 | 14,149 | 0,000 | 0,000 | 2620,0 | 05 | 48 | 4.4
32761 | busbar adapter 1440 A |  | 300 x 652, connection top, clamp connection | 1 | 1198,35 | 23,387 | 0,000 | 0,000 | 3060,0 | 05 | 48 | 4.4
32762 | busbar adapter 1250 A |  | 300 x 652, connection top, clamp connection | 1 | 1198,35 | 21,948 | 0,000 | 0,000 | 2900,0 | 05 | 48 | 4.4
32763 | busbar adapter 1000 A |  | 300 x 652, connection top, clamp connection | 1 | 975,28 | 14,848 | 0,000 | 0,000 | 2300,0 | 05 | 48 | 4.4
32764 | busbar adapter 1500A |  | 300 x 652, connection bottom, clamp connection | 1 | 1470,49 | 24,805 | 0,000 | 0,000 | 3350,0 | 05 | 48 | 4.5
32765 | busbar adapter 1250 A |  | 300 x 652, connection top, clamp connection | 1 | 1103,75 | 21,494 | 0,000 | 0,000 | 3010,0 | 05 | 48 | 4.4
32766 | busbar adapter 1000 A |  | 300 x 652, connection top, clamp connection | 1 | 975,28 | 14,149 | 0,000 | 0,000 | 2100,0 | 05 | 48 | 4.4
32767 | busbar adapter 800 A |  | 300 x 652, connection top, clamp connection | 1 | 847,95 | 13,573 | 0,000 | 0,000 | 2120,0 | 05 | 48 | 4.4
32769 | busbar adapter 630 A |  | 300 x 675, connection top, clamp connection | 1 | 847,95 | 13,573 | 0,000 | 0,000 | 2100,0 | 05 | 48 | 4.4
32770 | busbar adapter 630 A |  | 300 x 652, connection top / bottom, screw connection | 1 | 943,73 | 13,642 | 0,000 | 0,000 | 2000,0 | 05 | 48 | 4.6
32771 | busbar adapter 1150 A |  | 300 x 652, connection bottom, clamp connection | 1 | 1214,12 | 23,079 | 0,000 | 0,000 | 3100,0 | 05 | 48 | 4.5
32772 | busbar adapter 1150 A |  | 300 x 675, connection top / bottom, screw connection | 1 | 1072,21 | 21,730 | 0,000 | 0,000 | 2800,0 | 05 | 48 | 4.6
32773 | busbar adapter 1000 A |  | 300 x 675, connection top / bottom, screw connection | 1 | 943,73 | 14,917 | 0,000 | 0,000 | 2800,0 | 05 | 48 | 4.6
32774 | busbar adapter 650A |  | 300 x 675, connection top / bottom, screw connection | 1 | 847,95 | 14,341 | 0,000 | 0,000 | 2080,0 | 05 | 48 | 4.6
32775 | busbar adapter 1400 A |  | 300 x 652, connection top / bottom, screw connection | 1 | 1166,82 | 23,002 | 0,000 | 0,000 | 3010,0 | 05 | 48 | 4.6
32776 | busbar adapter 1200 A |  | 300 x 652, connection top / bottom, screw connection | 1 | 1072,21 | 21,563 | 0,000 | 0,000 | 2900,0 | 05 | 48 | 4.6
32777 | busbar adapter 900 A |  | 300 x 652, connection top / bottom, screw connection | 1 | 943,73 | 14,218 | 0,000 | 0,000 | 2200,0 | 05 | 48 | 4.6
32779 | busbar adapter 1000 A |  | 300 x 652, connection top / bottom, screw connection | 1 | 943,73 | 14,917 | 0,000 | 0,000 | 2200,0 | 05 | 48 | 4.6
32780 | busbar adapter 1400 A |  | 300 x 652, connection top / bottom, screw connection | 1 | 1166,82 | 23,456 | 0,000 | 0,000 | 2950,0 | 05 | 48 | 4.6
32781 | busbar adapter 1200 A |  | 300 x 652, connection top / bottom, screw connection | 1 | 1072,21 | 22,017 | 0,000 | 0,000 | 2600,0 | 05 | 48 | 4.6
32783 | busbar adapter 1000 A |  | 300 x 675, connection bottom, clamp connection | 1 | 1072,79 | 15,557 | 0,000 | 0,000 | 2200,0 | 05 | 48 | 4.5
32784 | busbar adapter 1220 A |  | 300 x 652, connection top / bottom, screw connection | 1 | 1072,21 | 21,563 | 0,000 | 0,000 | 2800,0 | 05 | 48 | 4.6
32785 | busbar adapter 1000 A |  | 300 x 652, connection top / bottom, screw connection | 1 | 943,73 | 14,218 | 0,000 | 0,000 | 2620,0 | 05 | 48 | 4.6
32786 | busbar adapter 800 A |  | 300 x 652, connection top / bottom, screw connection | 1 | 816,42 | 13,642 | 0,000 | 0,000 | 2150,0 | 05 | 48 | 4.6
32787 | busbar adapter 1400 A |  | 300 x 652, connection bottom, clamp connection, changed phase | 1 | 1378,12 | 24,768 | 0,000 | 0,000 | 3300,0 | 05 | 48 | 4.7
32788 | busbar adapter 1200 A |  | 300 x 652, connection bottom, clamp connection, changed phase | 1 | 1378,12 | 23,329 | 0,000 | 0,000 | 3200,0 | 05 | 48 | 4.7
32789 | busbar adapter 1400 A |  | 300 x 652, connection bottom, screw connection, changed phase | 1 | 1341,84 | 24,837 | 0,000 | 0,000 | 3150,0 | 05 | 48 | 4.8
32790 | busbar adapter 1200 A |  | 300 x 652, connection bottom, screw connection, changed phase | 1 | 1233,05 | 23,398 | 0,000 | 0,000 | 3000,0 | 05 | 48 | 4.8
32795 | busbar adapter 650 A |  | 300 x 675, connection bottom, clamp connection | 1 | 932,76 | 14,981 | 0,000 | 0,000 | 2350,0 | 05 | 48 | 4.5
32796 | busbar adapter 630 A |  | 300 x 675, connection bottom, clamp connection | 1 | 932,76 | 14,282 | 0,000 | 0,000 | 2150,0 | 05 | 48 | 4.5
32797 | busbar adapter 1320 A |  | 300 x 652, connection bottom, clamp connection | 1 | 1318,19 | 24,351 | 0,000 | 0,000 | 3100,0 | 05 | 48 | 4.5
32807 | busbar adapter 1320 A |  | 300 x 652, connection top, clamp connection | 1 | 1198,35 | 22,933 | 0,000 | 0,000 | 3150,0 | 05 | 48 | 4.4
32808 | busbar adapter 1320 A |  | 300 x 652, connection top / bottom, screw connection | 1 | 1166,82 | 23,002 | 0,000 | 0,000 | 2950,0 | 05 | 48 | 4.6
32809 | busbar adapter 1440 A |  | 300 x 652, connection top, screw connection | 1 | 1736,88 | 23,665 | 0,000 | 0,000 | 2950,0 | 05 | 48 | 4.6
32901 | mounting rail, plastic | EN 60715, 54 mm wide | 35 x 54 x 8.5 | 10 | 1,85 | 0,000 | 0,000 | 0,000 | 1,0 | 05 | 57
32907 | lead AWG 10 (6 mm²), 130 mm long |  |  | 24 | 1,11 | 0,008 | 0,000 | 0,000 | 0,7 | 05 | 57 | 3.12
32912 | side-mounted module for busbar adapters, attachable to both sides |  | 9 x 160 | 10 | 6,40 | 0,000 | 0,000 | 0,000 | 2,0 | 05 | 57 | 2.3
32914 | lead AWG 4 (25 mm²), 210 mm long |  |  | 24 | 4,97 | 0,052 | 0,000 | 0,000 | 5,1 | 05 | 57 | 3.12
32915 | double-lead 2x AWG 10 (2x 6 mm²), 130 / 280 mm long |  |  | 24 | 2,40 | 0,026 | 0,000 | 0,000 | 2,5 | 05 | 57 | 3.12
32920 | mounting rail, plastic | EN 60715, 108 mm wide | 35 x 108 x 8.5 | 10 | 3,11 | 0,000 | 0,000 | 0,000 | 2,1 | 05 | 57
32921 | lead AWG 14 (2.5 mm²), 105 mm long |  |  | 24 | 0,66 | 0,004 | 0,000 | 0,000 | 0,3 | 05 | 57 | 3.12
32933 | extension module for direct starters | 40 mm extension | for EQUES®CrossBoard adapters Comfort | 8 | 3,81 | 0,000 | 0,000 | 0,000 | 2,2 | 05 | 57 | 1.4
32934 | extension set for reversing starters | 40 mm extension | for EQUES®CrossBoard adapters Comfort | 4 | 12,54 | 0,000 | 0,000 | 0,000 | 7,3 | 05 | 57 | 1.4
32937 | slide nut M5 |  |  | 4 | 0,65 | 0,000 | 0,000 | 0,000 | 0,4 | 05 | 57 | 3.15
32947 | mounting rail 45 mm | for busbar adapters |  | 10 | 1,43 | 0,000 | 0,000 | 0,000 | 1,4 | 05 | 57 | 1.4, 3.10, 3.12
32948 | mounting rail 54 mm | for busbar adapters |  | 10 | 1,72 | 0,000 | 0,000 | 0,000 | 1,5 | 05 | 57 | 3.10, 3.12
32949 | mounting rail 63 mm | for busbar adapters |  | 10 | 1,99 | 0,000 | 0,000 | 0,000 | 1,8 | 05 | 57 | 3.10, 3.12
32950 | mounting rail 72 mm | for busbar adapters |  | 10 | 2,34 | 0,000 | 0,000 | 0,000 | 2,0 | 05 | 57 | 3.10, 3.12
32951 | mounting rail 81 mm | for busbar adapters |  | 10 | 2,70 | 0,000 | 0,000 | 0,000 | 2,1 | 05 | 57 | 3.10, 3.12
32952 | positioning piece for Siemens S00 and S0 |  |  | 10 | 3,73 | 0,000 | 0,000 | 0,000 | 1,7 | 05 | 57 | 1.4
32953 | positioning piece for Siemens S2 |  |  | 10 | 4,49 | 0,000 | 0,000 | 0,000 | 1,7 | 05 | 57
32954 | connecting element, universal |  |  | 50 | 0,34 | 0,000 | 0,000 | 0,000 | 0,1 | 05 | 57 | 3.10, 3.12
32956 | micro switch for CrossLink® adapter | 1 N/C |  | 10 | 7,23 | 0,000 | 0,000 | 0,000 | 0,9 | 05 | 57 | 3.10
32963 | side-mounted module for busbar adapters | attachable to both sides | 9 x 200 | 10 | 7,20 | 0,000 | 0,000 | 0,000 | 2,3 | 05 | 57 | 3.12
32964 | side-mounted module for busbar adapters with CrossLink® interface | attachable to both sides | 9 x 200 | 10 | 12,92 | 0,000 | 0,000 | 0,000 | 4,3 | 05 | 57 | 3.10
32969 | mounting rail end stop |  |  | 50 | 0,98 | 0,000 | 0,000 | 0,000 | 0,1 | 05 | 57 | 3.10, 3.12
32973 | terminal cap for UL | for busbar adapters 32436 and 32439 |  | 4 | 7,54 | 0,000 | 0,000 | 0,000 | 0,7 | 05 | 57 | 3.11
32974 | terminal cap for UL | for busbar adapters 32466, 32467, 32469 and 32472 |  | 4 | 8,63 | 0,000 | 0,000 | 0,000 | 0,8 | 05 | 57 | 3.11
32975 | busbar adapter 400 A, 3-pole, aligned to switchgear |  | 140 x 295 | 1 | 200,82 | 1,167 | 0,025 | 0,000 | 222,4 | 05 | 42 | 3.15
32976 | busbar adapter 160 A, 3-pole, aligned to switchgear |  | 105 x 190 | 1 | 113,57 | 0,358 | 0,015 | 0,000 | 95,3 | 05 | 36 | 3.14
32977 | busbar adapter 250 A, 3-pole, aligned to switchgear |  | 105 x 190 | 1 | 113,57 | 0,358 | 0,021 | 0,000 | 95,3 | 05 | 36 | 3.14
32978 | busbar adapter 630 A, 3-pole, aligned to switchgear |  | 140 x 300 | 1 | 156,42 | 1,473 | 0,000 | 0,000 | 250,0 | 05 | 42 | 3.15
32979 | positioning piece for Eaton PKZ |  |  | 10 | 4,39 | 0,000 | 0,000 | 0,000 | 1,2 | 05 | 57 | 1.4
32980 | busbar adapter 580 A, 3-pole, aligned to switchgear |  | 184 x 325 | 1 | 307,30 | 1,164 | 0,053 | 0,000 | 276,0 | 05 | 42 | 3.15
32981 | busbar adapter 100 A, aligned to switchgear | for circuit breaker ABB MS49x and Siemens Sirius frame size S3, 200 mm long | 72 x 200, with leads AWG 4 (25 mm²), with metal plate, top connection to the system | 1 | 61,45 | 0,209 | 0,000 | 0,000 | 66,0 | 05 | 28 | 3.13
32982 | mounting set, adjustable for various MCCBs |  | 184 x 320 | 1 | 52,65 | 0,000 | 0,000 | 0,000 | 82,0 | 05 | 57 | 3.15
32983 | current transformer 630 A / 5 A | 5 VA / class 1 |  | 1 | 78,08 | 0,000 | 0,000 | 0,000 | 14,0 | 23 | 05 | 4.8, 7.2
32984 | current transformer 800 A / 5 A | 5 VA / class 1 |  | 1 | 78,08 | 0,000 | 0,000 | 0,000 | 14,0 | 23 | 05 | 4.8, 7.2
32985 | current transformer 1000 A / 5 A | 5 VA / class 1 |  | 1 | 78,08 | 0,000 | 0,000 | 0,000 | 14,0 | 23 | 05 | 4.8, 7.2
32986 | current transformer 1250 A / 5 A | 5 VA / class 1 |  | 1 | 78,08 | 0,000 | 0,000 | 0,000 | 14,0 | 23 | 05 | 4.8, 7.2
32987 | current transformer 1600 A / 5 A | 5 VA / class 1 |  | 1 | 78,08 | 0,000 | 0,000 | 0,000 | 14,0 | 23 | 05 | 4.8, 7.2
33027 | switch-disconnector 3-pole | box terminal 50 - 70 mm² / AWG 1 - 3/0, graphite grey handle | 125 A | 1 | 78,46 | 0,000 | 0,000 | 0,000 | 39,5 | 14 | 02 | 6.18
33028 | switch-disconnector 3-pole + N | box terminal 50 - 70 mm² / AWG 1 - 3/0, graphite grey handle | 125 A | 1 | 98,71 | 0,000 | 0,000 | 0,000 | 53,5 | 14 | 02 | 6.19
33031 | switch-disconnector 3-pole | box terminal 50 - 70 mm² / AWG 1 - 3/0, graphite grey handle | 160 A | 1 | 106,30 | 0,000 | 0,000 | 0,000 | 39,5 | 14 | 02 | 6.18
33032 | switch-disconnector 3-pole + N | box terminal 50 - 70 mm² / AWG 1 - 3/0, graphite grey handle | 160 A | 1 | 134,16 | 0,000 | 0,000 | 0,000 | 53,5 | 14 | 02 | 6.19
33035 | switch-disconnector 3-pole | box terminal 50 - 70 mm² / AWG 1 - 3/0, yellow-red handle | 125 A | 1 | 78,46 | 0,000 | 0,000 | 0,000 | 39,5 | 14 | 02 | 6.18
33037 | switch-disconnector 3-pole + N | box terminal 50 - 70 mm² / AWG 1 - 3/0, yellow-red handle | 125 A | 1 | 98,71 | 0,000 | 0,000 | 0,000 | 53,5 | 14 | 02 | 6.19
33040 | switch-disconnector 3-pole | box terminal 50 - 70 mm² / AWG 1 - 3/0, yellow-red handle | 160 A | 1 | 106,30 | 0,000 | 0,000 | 0,000 | 39,5 | 14 | 02 | 6.18
33041 | switch-disconnector 3-pole + N | box terminal 50 - 70 mm² / AWG 1 - 3/0, yellow-red handle | 160 A | 1 | 134,16 | 0,000 | 0,000 | 0,000 | 53,5 | 14 | 02 | 6.19
33051 | lid interlock | for sealing wire | Size 000 | 10 | 2,22 | 0,000 | 0,000 | 0,000 | 0,1 | 09 | 51 | 3.24, 6.16
33075 | NH fuse-switch-disconnector size 00, 160 A, busbar mounted, connection top / bottom | box terminal | suitable for 5-pole system | 1 | 74,90 | 0,210 | 0,000 | 0,630 | 100,0 | 09 | 24 | 3.19, 3.30
33079 | NH fuse-switch-disconnector size 00, 160 A, busbar mounted, connection top / bottom | screw M8 | suitable for 5-pole system | 1 | 74,90 | 0,385 | 0,000 | 0,624 | 100,0 | 09 | 24 | 3.19, 3.30
33113 | lateral cover support | for front covers | size 00 - 3 | 1 | 3,38 | 0,000 | 0,000 | 0,000 | 0,5 | 12 | 70 | 4.13, 4.14, 4.19
33126 | current transformer 150 A / 5 A | 3 VA / class 1 | size 1 - 3 | 3 | 41,06 | 0,000 | 0,000 | 0,000 | 14,0 | 23 | 05
33142 | cover for cable lugs, top / bottom attachable |  |  | 2 | 6,07 | 0,000 | 0,000 | 0,000 | 10,7 | 09 | 51 | 3.25, 3.28, 6.15, 6.17
33143 | cover for cable lugs, top / bottom attachable | for QCB-NH2 |  | 2 | 6,96 | 0,000 | 0,000 | 0,000 | 10,9 | 09 | 51 | 3.25, 6.15
33144 | cover for cable lugs, top / bottom attachable | for QCB-NH3 |  | 2 | 7,71 | 0,000 | 0,000 | 0,000 | 15,6 | 09 | 51 | 3.25, 6.15
33145 | prism terminal, double, for Cu cables | 2x 35 - 70 mm² | QCB-NH1, QCS-NH1, QCS-320 | 1 | 18,22 | 0,000 | 0,124 | 0,000 | 16,6 | 09 | 51 | 3.24, 3.28, 6.14, 6.17
33146 | prism terminal, double, for Cu cables | 2x 70 - 120 mm² | size 2 | 1 | 20,33 | 0,000 | 0,202 | 0,000 | 27,8 | 09 | 51 | 3.24, 6.14
33147 | prism terminal, double, for Cu cables | 2x 150 mm² | size 3 | 1 | 21,84 | 0,000 | 0,288 | 0,000 | 36,8 | 09 | 51 | 3.24, 6.14
33148 | conversion kit | for 5 mm busbars | size 2 | 1 | 18,06 | 0,000 | 0,000 | 0,000 | 6,5 | 09 | 51 | 3.24
33149 | NH fuse switch-discon. size 1, 250 A, panel mounting | screw M10 | with electromechanical fuse monitoring | 1 | 384,54 | 0,389 | 0,000 | 9,052 | 255,0 | 09 | 07 | 6.13
33150 | NH fuse switch-discon. size 2, 400 A, panel mounting | screw M10 | with electromechanical fuse monitoring | 1 | 495,88 | 0,750 | 0,000 | 9,748 | 412,0 | 09 | 10 | 6.13
33151 | NH fuse switch-discon. size 3, 630 A, panel mounting | screw M12 | with electromechanical fuse monitoring | 1 | 556,50 | 1,176 | 0,000 | 11,158 | 556,0 | 09 | 13 | 6.13
33152 | trim frame, single | 215 x 330 | size 1 | 1 | 12,22 | 0,000 | 0,000 | 0,000 | 11,7 | 09 | 51 | 6.15
33153 | trim frame, single | 248 x 330 | size 2 | 1 | 12,22 | 0,000 | 0,000 | 0,000 | 9,4 | 09 | 51 | 6.15
33154 | trim frame, single | 290 x 330 | size 3 | 1 | 14,73 | 0,000 | 0,000 | 0,000 | 13,2 | 09 | 51 | 6.15
33155 | barrier for handle for NH fuse-switch disconnector size 1-3 | for closing of handle area from rear |  | 10 | 2,08 | 0,000 | 0,000 | 0,000 | 2,2 | 09 | 51 | 3.24, 6.15
33156 | pilot switch | changeover 250 V AC / 5 A, 30 V DC / 4 A |  | 1 | 7,56 | 0,000 | 0,000 | 0,052 | 1,1 | 09 | 51 | 2.4, 3.24, 3.29, 4.13, 4.14, 6.16
33157 | lid interlock | for sealing wire or 3 padlocks with shackle of 4 - 7 mm | Size 1 - 3 | 10 | 3,96 | 0,000 | 0,000 | 0,000 | 0,5 | 09 | 51 | 3.24, 6.16
33158 | rapid mounting set | for 2 mounting rails, rails centre distance 125 mm or 150 mm | size 1 - 2 | 1 | 9,57 | 0,000 | 0,000 | 0,000 | 51,0 | 09 | 51 | 6.16
33160 | NH fuse switch-disconnector size 1, 250 A, busbar mounted, connection top / bottom | screw M10 | with electromechanical fuse monitoring and CrossLink®Technology | 1 | 470,04 | 0,648 | 0,000 | 8,968 | 333,0 | 09 | 28 | 3.23
33161 | NH fuse switch-disconnector size 2, 400 A, busbar mounted, connection top / bottom | screw M10 | with electromechanical fuse monitoring | 1 | 559,49 | 1,668 | 0,000 | 12,932 | 574,0 | 09 | 31 | 3.23
33162 | NH fuse switch-disconnector size 3, 630 A, busbar mounted, connection top / bottom | screw M12 | with electromechanical fuse monitoring | 1 | 707,57 | 2,831 | 0,000 | 16,552 | 824,0 | 09 | 34 | 3.23
33163 | clamp connector for Cu cables | 70 - 150 mm² | QCB-NH1, QCS-NH1, LTS-F 250, LTS 400 | 1 | 6,64 | 0,000 | 0,027 | 0,000 | 6,3 | 09 | 51 | 3.24, 3.28, 6.14, 6.21, 6.22
33164 | clamp connector for Cu cables | 120 - 240 mm² | QCB-NH2, LTS-F 400, LTS 630 | 1 | 7,02 | 0,000 | 0,049 | 0,000 | 10,6 | 09 | 51 | 3.24, 6.14, 6.21, 6.22
33165 | clamp connector for Cu cables | 150 - 300 mm² | QCB-NH3, LTS-F 630, LTS 800 | 1 | 7,39 | 0,000 | 0,069 | 0,000 | 12,5 | 09 | 51 | 3.24, 6.14, 6.21, 6.22
33166 | prism terminal, single, for Cu and Al cables | 35 - 150 mm² | QCB-NH1, QCS-NH1, QCS-320 | 1 | 11,58 | 0,000 | 0,080 | 0,000 | 11,6 | 09 | 51 | 3.24, 3.28, 6.14, 6.17
33167 | prism terminal, single, for Cu and Al cables | 50 - 240 mm² |  | 1 | 13,37 | 0,000 | 0,137 | 0,000 | 19,9 | 09 | 51 | 3.24, 6.14
33168 | prism terminal, single, for Cu and Al cables | 150 - 300 mm² | size 3 | 1 | 14,33 | 0,000 | 0,177 | 0,000 | 24,7 | 09 | 51 | 3.24, 6.14
33177 | rapid mounting set for 1 mounting rail TH35 |  | LTS-T 125,160 | 1 | 11,03 | 0,000 | 0,000 | 0,000 | 4,0 | 14 | 51 | 6.24
33193 | rapid mounting set | for 2 mounting rails, rails centre distance 125 mm or 150 mm | size 00 | 1 | 7,02 | 0,000 | 0,000 | 0,000 | 18,5 | 09 | 51 | 6.16
33198 | NH fuse switch-disconnector size 00, 160 A, busbar mounted, connection top / bottom | box terminal | with CrossLink®Technology | 1 | 72,37 | 0,212 | 0,000 | 0,711 | 100,0 | 09 | 24 | 3.23
33199 | NH fuse switch-disconnector size 00, 160 A, panel mounting | clamp 70 mm² |  | 1 | 57,10 | 0,110 | 0,000 | 0,624 | 78,0 | 09 | 03 | 6.13
33200 | NH fuse switch-disconnector size 00, 160 A, panel mounting | screw M8 |  | 1 | 57,10 | 0,110 | 0,000 | 0,624 | 77,7 | 09 | 03 | 6.13
33201 | NH fuse switch-discon. size 1, 250 A, panel mounting | screw M10 |  | 1 | 138,62 | 0,306 | 0,000 | 1,368 | 171,0 | 09 | 06 | 6.13
33202 | NH fuse switch-discon. size 2, 400 A, panel mounting | screw M10 |  | 1 | 221,29 | 0,665 | 0,000 | 2,064 | 362,0 | 09 | 09 | 6.13
33203 | NH fuse switch-discon. size 3, 630 A, panel mounting | screw M12 |  | 1 | 279,57 | 1,090 | 0,000 | 3,474 | 490,0 | 09 | 12 | 6.13
33204 | NH fuse switch-disconnector size 4a, 1600 A, panel mounting | 2x screw M12 |  | 1 | 1555,56 | 7,090 | 0,000 | 14,300 | 1534,0 | 09 | 82 | 6.13
33206 | NH fuse switch-disconnector size 00, 160 A, busbar mounted, connection top / bottom | box terminal | with electromechanical fuse monitoring and CrossLink®Technology | 1 | 314,67 | 0,289 | 0,000 | 6,529 | 180,0 | 09 | 25 | 3.23
33207 | NH fuse switch-disconnector size 00, 160 A, panel mounting | clamp 70 mm² | with electromechanical fuse monitoring | 1 | 304,10 | 0,188 | 0,000 | 6,442 | 127,0 | 09 | 04 | 6.13
33208 | NH fuse switch-disconnector size 00, 160 A, panel mounting | screw M8 | with electromechanical fuse monitoring | 1 | 304,10 | 0,188 | 0,000 | 6,442 | 126,0 | 09 | 04 | 6.13
33216 | NH fuse switch-disconnector size 000, 125 A, busbar mounted, connection top / bottom | box terminal |  | 1 | 68,48 | 0,375 | 0,065 | 0,861 | 113,0 | 09 | 22 | 3.23
33217 | NH fuse switch-disconnector size 000, 125 A, panel mounting | box terminal |  | 1 | 50,60 | 0,086 | 0,065 | 0,486 | 57,2 | 09 | 01 | 6.13
33219 | trim frame, single | 130 x 210 | size 000 | 10 | 7,56 | 0,000 | 0,000 | 0,000 | 3,1 | 09 | 51 | 6.15
33221 | NH fuse switch-disconnector size 00, 160 A, panel mounting | clamp 70 mm², with short protection cover |  | 1 | 57,10 | 0,110 | 0,000 | 0,624 | 71,6 | 09 | 03 | 6.13
33222 | NH fuse switch-disconnector size 00, 160 A, panel mounting | screw M8, with short protection cover |  | 1 | 57,10 | 0,110 | 0,000 | 0,624 | 71,9 | 09 | 03 | 6.13
33223 | cover for connecting space |  | size 00 | 2 | 4,32 | 0,000 | 0,000 | 0,000 | 4,8 | 09 | 51 | 6.15
33224 | prism terminal, single, for Cu and Al cables | 16 - 70 mm² | NH 00 | 3 | 4,14 | 0,000 | 0,014 | 0,000 | 3,0 | 09 | 51 | 3.22, 3.24, 3.29, 6.14
33225 | trim frame, single | 143 x 210, for 33221, 33222 | size 00 | 10 | 7,56 | 0,000 | 0,000 | 0,000 | 3,3 | 09 | 51 | 6.15
33234 | in-line fuse switch-disconnector 160 A | screw M8 / clamp 70 mm² | size 00 | 1 | 118,82 | 0,508 | 0,000 | 2,681 | 146,0 | 12 | 50 | 3.29
33235 | in-line fuse switch-disconnector 160 A | screw M8 / clamp 70mm² | size 00 | 1 | 92,51 | 0,354 | 0,000 | 1,875 | 137,0 | 12 | 51
33238 | terminal clamp |  | size 00 | 3 | 3,42 | 0,000 | 0,000 | 0,000 | 3,1 | 12 | 70
33246 | extension shaft, 300 mm long |  | LTS-250/400/630, LTS-F 160/250/400 | 1 | 29,07 | 0,000 | 0,000 | 0,000 | 30,0 | 14 | 51 | 6.21, 6.22
33247 | rapid mounting set | for 1 mouinting rail | size 000 | 1 | 1,30 | 0,000 | 0,000 | 0,000 | 0,6 | 09 | 51 | 6.16
33268 | direct terminal Cu and Al |  | size 3 | 3 | 7,57 | 0,000 | 0,000 | 0,000 | 10,1 | 12 | 70
33271 | extension for 2 cable lugs |  | size 1 - 2 | 1 | 6,00 | 0,087 | 0,000 | 0,000 | 13,2 | 12 | 70
33272 | extension for 2 cable lugs |  | size 3 | 1 | 6,48 | 0,087 | 0,000 | 0,000 | 15,5 | 12 | 70
33280 | connection cover |  | size 00 | 2 | 7,02 | 0,000 | 0,000 | 0,000 | 9,0 | 12 | 70 | 3.29
33283 | extension shaft, 300 mm long |  | LTS-800, LTS-F 630 | 1 | 43,11 | 0,000 | 0,000 | 0,000 | 57,3 | 14 | 51 | 6.21, 6.22
33285 | in-line fuse switch-disconnector 160 A | screw M8 / clamp 70 mm², with electronic fuse monitoring | size 00 | 1 | 280,83 | 0,542 | 0,000 | 6,320 | 146,0 | 12 | 50 | 3.29
33286 | in-line fuse switch-disconnector 160 A | screw M8 / clamp 70mm², with electron. fuse monitoring | size 00 | 1 | 246,63 | 0,388 | 0,000 | 5,514 | 143,0 | 12 | 51
33292 | current transformer 200 A / 5 A | 1.5 VA / class 0.5 | size 1 - 3 | 1 | 131,61 | 0,000 | 0,000 | 0,000 | 28,0 | 23 | 01
33293 | current transformer 200 A / 5 A, with decl. of conformity | 1.5 VA / class 0.5 | size 1 - 3 | 1 | 129,12 | 0,000 | 0,000 | 0,000 | 28,0 | 23 | 11
33294 | current transformer 250 A / 5 A | 2.5 VA / class 0.5 | size 1 - 3 | 1 | 129,12 | 0,000 | 0,000 | 0,000 | 28,0 | 23 | 01
33295 | current transformer 250 A / 5 A, with decl. of conformity | 2.5 VA / class 0.5 | size 1 - 3 | 1 | 129,12 | 0,000 | 0,000 | 0,000 | 28,0 | 23 | 11
33298 | current transformer 400 A / 5 A | 2.5 VA / class 0.5 | size 1 - 3 | 1 | 129,12 | 0,000 | 0,000 | 0,000 | 28,0 | 23 | 01
33299 | current transformer 400 A / 5 A, with decl. of conformity | 2.5 VA / class 0.5 | size 1 - 3 | 1 | 129,12 | 0,000 | 0,000 | 0,000 | 28,0 | 23 | 11
33300 | mounting clip for current transformator | for adapter SECUR®LeanStreamer | size 00 | 3 | 1,11 | 0,000 | 0,000 | 0,000 | 0,4 | 12 | 70
33306 | holder for cylindrical fuses | Class J / 3P, terminal 70 mm² | 100 A / 600 V (29 x 118) | 1 | 259,79 | 0,370 | 0,603 | 2,700 | 217,6 | 16 | 09
33307 | holder for cylindrical fuses | Class J / 3P, terminal 150 mm² | 200 A / 600 V (41x146) | 1 | 394,52 | 0,709 | 1,080 | 3,900 | 405,0 | 16 | 12
33308 | holder for cylindrical fuses | Class J / 3P, terminal 300 mm² | 400 A / 600 V (54x181) | 1 | 612,25 | 1,480 | 2,100 | 5,100 | 672,0 | 16 | 15 | 6.10
33310 | holder for cylindrical fuses | Class J / 3P, Klemme 150 mm², connection bottom or top | 200 A / 600 V (41x146) | 1 | 458,23 | 1,645 | 0,540 | 6,178 | 508,0 | 16 | 30
33311 | bus mounted fuse holder Class J, connection top / bottom | for fuse links Class J 225 - 400 A (54x181) | 3P, with box terminal | 1 | 723,69 | 3,134 | 1,050 | 8,349 | 690,0 | 16 | 33 | 3.21
33315 | trim cover, 2 parts | for NH-LTS size 00 | size 00 | 1 | 9,54 | 0,000 | 0,000 | 0,000 | 12,4 | 09 | 51 | 3.25
33316 | trim cover, 2 parts | for NH-LTS size 2 | size 2 | 1 | 26,72 | 0,000 | 0,000 | 0,000 | 21,1 | 09 | 51 | 3.25
33317 | trim strip, attachable at side | for NH-LTS size 00 | size 00 | 2 | 9,13 | 0,000 | 0,000 | 0,000 | 6,0 | 09 | 51 | 3.25
33324 | NH fuse switch-disconnector size 00, 160 A, busbar mounted, connection top / bottom | box terminal | with electronic fuse monitoring and CrossLink®Technology | 1 | 265,21 | 0,221 | 0,000 | 5,979 | 117,0 | 09 | 25 | 3.23
33325 | NH fuse switch-disconnector size 1, 250 A, busbar mounted, connection top / bottom | screw M10 | with electronic fuse monitoring and CrossLink®Technology | 1 | 429,11 | 0,581 | 0,000 | 8,418 | 223,0 | 09 | 28 | 3.23
33326 | NH fuse switch-disconnector size 2, 400 A, busbar mounted, connection top / bottom | screw M10 | with electronic fuse monitoring | 1 | 514,43 | 1,620 | 0,000 | 12,382 | 572,0 | 09 | 31 | 3.23
33327 | NH fuse switch-disconnector size 3, 630 A, busbar mounted, connection top / bottom | screw M12 | with electronic fuse monitoring | 1 | 657,21 | 2,762 | 0,000 | 16,002 | 796,0 | 09 | 34 | 3.23
33328 | NH fuse switch-disconnector size 00, 160 A, panel mounting | clamp 70 mm² | with electronic fuse monitoring | 1 | 249,52 | 0,120 | 0,003 | 5,892 | 93,0 | 09 | 04 | 6.13
33329 | NH fuse switch-disconnector size 00, 160 A, panel mounting | screw M8 | with electronic fuse monitoring | 1 | 249,52 | 0,120 | 0,003 | 5,892 | 92,0 | 09 | 04 | 6.13
33330 | NH fuse switch-discon. size 1, 250 A, panel mounting | screw M10 | with electronic fuse monitoring | 1 | 338,54 | 0,323 | 0,000 | 8,502 | 229,0 | 09 | 07 | 6.13
33331 | NH fuse switch-discon. size 2, 400 A, panel mounting | screw M10 | with electronic fuse monitoring | 1 | 438,29 | 0,628 | 0,000 | 9,198 | 380,0 | 09 | 10 | 6.13
33332 | NH fuse switch-discon. size 3, 630 A, panel mounting | screw M12 | with electronic fuse monitoring | 1 | 500,34 | 1,107 | 0,000 | 10,608 | 524,0 | 09 | 13 | 6.13
33333 | switch-disconnector 3-pole | screw M10, graphite-grey handle | 250 A | 1 | 204,19 | 0,248 | 0,000 | 0,000 | 194,0 | 14 | 03 | 6.22
33334 | switch-disconnector 3-pole | screw M10, graphite-grey handle | 400 A | 1 | 486,18 | 0,980 | 0,000 | 0,000 | 538,0 | 14 | 06 | 6.22
33335 | switch-disconnector 3-pole | screw M10, graphite-grey handle | 630 A | 1 | 569,56 | 1,041 | 0,000 | 0,000 | 546,0 | 14 | 09 | 6.22
33336 | switch-disconnector 3-pole | screw M12, graphite-grey handle | 800 A | 1 | 771,58 | 2,043 | 0,000 | 0,000 | 944,0 | 14 | 12 | 6.22
33337 | switch disconnector with fuses, 3-pole | screw M8, graphite-grey handle | size 00 | 1 | 254,17 | 0,413 | 0,000 | 0,000 | 230,0 | 15 | 03 | 6.21
33338 | switch disconnector with fuses, 3-pole | screw M10, graphite-grey handle | size 1 | 1 | 550,11 | 1,803 | 0,000 | 0,000 | 726,0 | 15 | 06 | 6.21
33339 | switch disconnector with fuses, 3-pole | screw M10, graphite-grey handle | size 2 | 1 | 690,51 | 2,135 | 0,000 | 0,000 | 760,0 | 15 | 09 | 6.21
33340 | switch disconnector with fuses, 3-pole | screw M12, graphite-grey handle | size 3 | 1 | 1139,13 | 3,897 | 0,000 | 0,000 | 1310,0 | 15 | 12 | 6.21
33341 | end cover for 01230 |  |  | 2 | 36,75 | 0,000 | 0,000 | 0,000 | 2,8 | 06 | 27
33342 | door coupling rotary drive, graphit-grey blind cover |  | LTS-250/400/630 LTS-F 160/250/400 | 1 | 42,02 | 0,000 | 0,000 | 0,000 | 23,5 | 14 | 51 | 6.21, 6.22
33345 | door coupling rotary drive, graphite-grey blind cover | for closing with padlocks and door inter-locking | LTS-250/400/630, LTS-F160/250/400 | 1 | 53,27 | 0,000 | 0,000 | 0,000 | 38,0 | 14 | 51 | 6.21, 6.22
33346 | door coupling rotary drive, graphite-grey blind cover | for closing with padlocks and door inter-locking | LTS-800, LTS-F630 | 1 | 61,42 | 0,000 | 0,000 | 0,000 | 67,0 | 14 | 51 | 6.21, 6.22
33347 | pilot switch | 1 n/c + 1 n/o, plug connectors 6.3 x 0.8 | LTS, LTS-F | 1 | 15,08 | 0,000 | 0,000 | 0,000 | 2,5 | 14 | 51 | 6.21, 6.22
33348 | door coupling rotary drive, red-yellow blind cover | for closing with padlocks and door inter-locking | LTS-250/400/630, LTS-F 160/250/400 | 1 | 53,27 | 0,000 | 0,000 | 0,000 | 38,0 | 14 | 51 | 6.21, 6.22
33349 | door coupling rotary drive, red-yellow blind cover | for closing with padlocks and door inter-locking | LTS-800, LTS-F 630 | 1 | 61,42 | 0,000 | 0,000 | 0,000 | 56,0 | 14 | 51 | 6.21, 6.22
33350 | connection space cover | for covering all connections, dark grey | LTS-250, LTS-F 160 | 2 | 14,01 | 0,000 | 0,000 | 0,000 | 4,0 | 14 | 51 | 6.21, 6.22
33351 | connection space cover | for covering all connections, dark grey | LTS-400/630, LTS-F 250/400 | 2 | 19,47 | 0,000 | 0,000 | 0,000 | 12,0 | 14 | 51 | 6.21, 6.22
33352 | connection space cover | for covering all connections, dark grey | LTS-800, LTS-F 630 | 2 | 24,95 | 0,000 | 0,000 | 0,000 | 20,0 | 14 | 51 | 6.21, 6.22
33355 | switch-disconnector 3-pole | screw M10, red handle | 250 A | 1 | 204,19 | 0,248 | 0,000 | 0,000 | 194,0 | 14 | 03 | 6.22
33356 | switch-disconnector 3-pole | screw M10, red handle | 400 A | 1 | 486,18 | 0,980 | 0,000 | 0,000 | 546,0 | 14 | 06 | 6.22
33357 | switch-disconnector 3-pole | screw M10, red handle | 630 A | 1 | 569,56 | 1,041 | 0,000 | 0,000 | 544,0 | 14 | 09 | 6.22
33358 | switch-disconnector 3-pole | screw M12, red handle | 800 A | 1 | 771,58 | 2,043 | 0,000 | 0,000 | 940,0 | 14 | 12 | 6.22
33359 | switch disconnector with fuses, 3-pole | screw M8, red handle | size 00 | 1 | 254,17 | 0,413 | 0,000 | 0,000 | 230,0 | 15 | 03 | 6.21
33360 | switch disconnector with fuses, 3-pole | screw M10, red handle | size 1 | 1 | 550,11 | 1,803 | 0,000 | 0,000 | 724,0 | 15 | 06 | 6.21
33361 | switch disconnector with fuses, 3-pole | screw M10, red handle | size 2 | 1 | 690,51 | 2,135 | 0,000 | 0,000 | 768,0 | 15 | 09 | 6.21
33362 | switch disconnector with fuses, 3-pole | screw M12, red handle | size 3 | 1 | 1139,13 | 3,897 | 0,000 | 0,000 | 1280,0 | 15 | 12 | 6.21
33363 | clamp connector for Cu conductors | 2.5 - 70 / 12 x 10 | LTS-F 160 | 3 | 1,83 | 0,000 | 0,000 | 0,000 | 2,9 | 14 | 51 | 6.21
33365 | wedge clamp terminal, single, for Cu and Al cond. | 70 - 120 mm² | LTS 250 | 3 | 14,06 | 0,000 | 0,000 | 0,000 | 6,7 | 14 | 51 | 6.22
33366 | wedge clamp terminal, single, for Cu and Al cond. | 70 - 150 mm² | LTS-F 250, LTS 400 | 3 | 14,06 | 0,000 | 0,080 | 0,000 | 11,6 | 14 | 51 | 6.21, 6.22
33367 | wedge clamp terminal, single, for Cu and Al cond. | 120 - 240 mm² | LTS-F 400, LTS 630 | 3 | 14,40 | 0,000 | 0,131 | 0,000 | 20,0 | 14 | 51 | 6.21, 6.22
33376 | comb-type busbar, 3-pole, for 2 NH fuse switch disconnectors | 33200 | 35 mm² | 4 | 42,05 | 0,404 | 0,000 | 0,000 | 27,1 | 09 | 51 | 6.14
33377 | comb-type busbar, 3-pole, for 3 NH fuse switch disconnectors | 33200 | 35 mm² | 4 | 68,67 | 0,661 | 0,000 | 0,000 | 44,7 | 09 | 51 | 6.14
33378 | connecting terminal, front connection | for 3-pole comb-type busbar 35 mm², suitable for NH-fuse-switch-disconnector size 00 with screw connection | 25 - 95 mm² | 3 | 13,97 | 0,090 | 0,052 | 0,000 | 12,1 | 09 | 51 | 6.14
33380 | extension shaft, 550 mm long |  | LTS-250/400/630, LTS-F 160/250/400 | 1 | 31,58 | 0,000 | 0,000 | 0,000 | 29,0 | 14 | 51 | 6.21, 6.22
33381 | extension shaft, 550 mm long |  | LTS-800, LTS-F 630 | 1 | 46,94 | 0,000 | 0,000 | 0,000 | 38,0 | 14 | 51 | 6.21, 6.22
33384 | NH in-line fuse base, 160 A | wedge terminal 70 mm² | size 00 | 1 | 95,45 | 0,350 | 0,044 | 1,875 | 99,5 | 12 | 31
33385 | prism terminal, double, for Cu cables | 2x 185 mm² | size 3 | 1 | 21,84 | 0,000 | 0,288 | 0,000 | 36,8 | 09 | 51 | 3.24, 6.14
33392 | comb-type busbar, 3-pole, for 4 NH fuse switch disconnectors | 33200 | 35 mm² | 4 | 95,83 | 0,998 | 0,000 | 0,000 | 62,3 | 09 | 51 | 6.14
33393 | NH fuse switch-discon. size 1, 250 A, panel mounting | box terminal |  | 1 | 204,61 | 0,380 | 0,505 | 1,812 | 191,0 | 09 | 06 | 6.13
33394 | NH fuse switch-disconnector size 00, 160 A, busbar mounted, connection top / bottom | screw M8 | with electronic fuse monitoring and CrossLink®Technology | 1 | 265,21 | 0,213 | 0,000 | 5,958 | 117,0 | 09 | 25 | 3.23
33398 | NH fuse switch-disconnector size 00, 160 A, busbar mounted, connection top / bottom | screw M8 | with CrossLink®Technology | 1 | 73,08 | 0,203 | 0,000 | 0,690 | 103,0 | 09 | 24 | 3.23
33402 | busbar mounted fuse holder Class J, connection top / bottom | for fuse links Class J 70 - 100 A (29 x 118) | 3P, with box terminal | 1 | 137,49 | 0,353 | 0,000 | 0,990 | 129,0 | 16 | 27 | 3.21
33403 | busbar mounted fuse holder Class J, connection top / bottom | for fuse links Class J 110 - 200 A (41x146) | 3P, with box terminal | 1 | 354,20 | 0,769 | 0,225 | 1,800 | 278,0 | 16 | 30 | 3.21
33408 | holder for cylindrical fuses | Class J / 3P, box terminal | 100 A / 600 V (29x118) | 1 | 119,65 | 0,255 | 0,000 | 0,960 | 107,0 | 16 | 09 | 6.10
33409 | holder for cylindrical fuses | Class J / 3P, terminal 150 mm² | 200 A / 600 V (41x146) | 1 | 304,95 | 0,504 | 0,451 | 1,680 | 203,0 | 16 | 12 | 6.10
33416 | NH fuse-switch-disconnector size 000, 125 A, busbar mounted, connection top / bottom | box terminal |  | 1 | 63,07 | 0,189 | 0,030 | 0,516 | 90,0 | 09 | 22 | 2.4
33418 | connection shroud | for NH fuse-switch-disconnector size 2 |  | 2 | 5,17 | 0,000 | 0,000 | 0,000 | 4,0 | 09 | 51 | 3.25, 6.15
33419 | connection shroud | for NH fuse-switch-disconnector size 3, max. 600 A |  | 2 | 6,75 | 0,000 | 0,000 | 0,000 | 5,4 | 09 | 51 | 3.25, 6.15
33420 | NH fuse switch-disconnector size 00, 160 A, busbar mounted, connection top / bottom | screw M8 | with electromechanical fuse monitoring and CrossLink®Technology | 1 | 314,67 | 0,281 | 0,000 | 6,508 | 180,0 | 09 | 25 | 3.23
33421 | busbar mounted fuse holder Class J, connection top / bottom | for fuse links Class J 1 - 30 A (21x57) | 3P, with box terminal | 1 | 137,49 | 0,465 | 0,000 | 0,990 | 138,0 | 16 | 21 | 3.21
33422 | busbar mounted fuse holder Class J, connection top / bottom | for fuse links Class J 35 - 60 A (27x60) | 3P, with box terminal | 1 | 137,49 | 0,482 | 0,000 | 0,990 | 135,0 | 16 | 24 | 3.21
33424 | switch-disconnector 3-pole | box terminal 95 mm² | 125 A | 1 | 95,85 | 0,124 | 0,000 | 0,000 | 80,0 | 14 | 02 | 6.23
33425 | switch-disconnector 3-pole | screw M8 | 125 A | 1 | 95,85 | 0,145 | 0,000 | 0,000 | 80,0 | 14 | 02 | 6.23
33426 | switch-disconnector 3-pole | box terminal 95 mm² | 160 A | 1 | 98,94 | 0,124 | 0,000 | 0,000 | 80,0 | 14 | 02 | 6.23
33427 | switch-disconnector 3-pole | screw M8 | 160 A | 1 | 98,94 | 0,145 | 0,000 | 0,000 | 80,0 | 14 | 02 | 6.23
33428 | switch-disconnector 3-pole | screw M10 | 200 A | 1 | 115,63 | 0,214 | 0,000 | 0,000 | 80,0 | 14 | 03 | 6.23
33429 | switch-disconnector 3-pole | screw M10 | 250 A | 1 | 129,87 | 0,214 | 0,000 | 0,000 | 90,0 | 14 | 03 | 6.23
33430 | switch-disconnector 3-pole | screw M10 | 315 A | 1 | 185,50 | 0,473 | 0,000 | 0,000 | 170,0 | 14 | 06 | 6.23
33433 | switch-disconnector 3-pole | screw M10 | 800 A | 1 | 401,93 | 0,913 | 0,000 | 0,000 | 420,0 | 14 | 12 | 6.23
33434 | switch-disconnector 3-pole | screw M14 | 1250 A | 1 | 859,50 | 2,606 | 0,000 | 0,000 | 700,0 | 14 | 15 | 6.23
33436 | switch-disconnector 3-pole | screw M14 | 1800 A | 1 | 1824,11 | 6,648 | 0,000 | 0,000 | 1850,0 | 14 | 15 | 6.23
33437 | switch-disconnector 3-pole | screw M12 | 2000 A | 1 | 3895,58 | 18,968 | 0,000 | 0,000 | 5500,0 | 14 | 18 | 6.23
33438 | switch-disconnector 3-pole | screw M12 | 2500 A | 1 | 4204,76 | 20,468 | 0,000 | 0,000 | 5500,0 | 14 | 18 | 6.23
33439 | switch-disconnector 3-pole | screw M12 | 3150 A | 1 | 4765,79 | 20,468 | 0,000 | 0,000 | 5600,0 | 14 | 18 | 6.23
33440 | switch-disconnector 3-pole + N | box terminal 95 mm² | 125 A | 1 | 102,02 | 0,166 | 0,000 | 0,000 | 90,0 | 14 | 02 | 6.23
33441 | switch-disconnector 3-pole + N | screw M8 | 125 A | 1 | 102,02 | 0,193 | 0,000 | 0,000 | 90,0 | 14 | 02 | 6.23
33442 | switch-disconnector 3-pole + N | box terminal 95 mm² | 160 A | 1 | 111,00 | 0,166 | 0,000 | 0,000 | 90,0 | 14 | 02 | 6.23
33443 | switch-disconnector 3-pole + N | screw M8 | 160 A | 1 | 108,20 | 0,193 | 0,000 | 0,000 | 90,0 | 14 | 02 | 6.23
33444 | switch-disconnector 3-pole + N | screw M10 | 200 A | 1 | 129,87 | 0,273 | 0,000 | 0,000 | 90,0 | 14 | 03 | 6.23
33445 | switch-disconnector 3-pole + N | screw M10 | 250 A | 1 | 139,13 | 0,273 | 0,000 | 0,000 | 100,0 | 14 | 03 | 6.23
33446 | switch-disconnector 3-pole + N | screw M10 | 315 A | 1 | 204,05 | 0,564 | 0,000 | 0,000 | 190,0 | 14 | 06 | 6.23
33448 | switch-disconnector 3-pole + N | screw M10 | 630 A | 1 | 371,01 | 1,217 | 0,000 | 0,000 | 450,0 | 14 | 09 | 6.23
33449 | switch-disconnector 3-pole + N | screw M10 | 800 A | 1 | 507,04 | 1,217 | 0,000 | 0,000 | 450,0 | 14 | 12 | 6.23
33450 | switch-disconnector 3-pole + N | screw M14 | 1250 A | 1 | 989,35 | 3,186 | 0,000 | 0,000 | 760,0 | 14 | 15 | 6.23
33453 | switch-disconnector 3-pole + N | screw M12 | 2500 A | 1 | 4946,77 | 28,468 | 0,000 | 0,000 | 7500,0 | 14 | 18 | 6.23
33454 | switch-disconnector 3-pole + N | screw M12 | 3150 A | 1 | 5657,88 | 28,468 | 0,000 | 0,000 | 7600,0 | 14 | 18 | 6.23
33455 | changeover switch 3-pole | screw M8 | 125 A | 1 | 284,45 | 0,280 | 0,000 | 0,000 | 180,0 | 14 | 32 | 6.25
33456 | changeover switch 3-pole | screw M8 | 160 A | 1 | 327,73 | 0,280 | 0,000 | 0,000 | 180,0 | 14 | 32 | 6.25
33457 | changeover switch 3-pole | screw M10 | 200 A | 1 | 395,73 | 0,437 | 0,000 | 0,000 | 190,0 | 14 | 33 | 6.25
33458 | changeover switch 3-pole | screw M10 | 250 A | 1 | 575,05 | 0,888 | 0,000 | 0,000 | 550,0 | 14 | 33 | 6.25
33459 | changeover switch 3-pole | screw M10 | 315 A | 1 | 674,00 | 0,888 | 0,000 | 0,000 | 550,0 | 14 | 36 | 6.25
33460 | changeover switch 3-pole | screw M10 | 400 A | 1 | 742,01 | 0,888 | 0,000 | 0,000 | 550,0 | 14 | 36 | 6.25
33461 | changeover switch 3-pole | screw M12 | 630 A | 1 | 1143,94 | 2,984 | 0,000 | 0,000 | 1260,0 | 14 | 39 | 6.25
33462 | changeover switch 3-pole | screw M12 | 800 A | 1 | 1422,20 | 2,984 | 0,000 | 0,000 | 1260,0 | 14 | 42 | 6.25
33463 | changeover switch 3-pole | screw M14 | 1000 A | 1 | 2164,21 | 9,245 | 0,000 | 0,000 | 2430,0 | 14 | 45 | 6.25
33464 | changeover switch 3-pole + N | screw M8 | 125 A | 1 | 302,99 | 0,392 | 0,000 | 0,000 | 210,0 | 14 | 32 | 6.25
33465 | changeover switch 3-pole + N | screw M8 | 160 A | 1 | 340,09 | 0,392 | 0,000 | 0,000 | 210,0 | 14 | 32 | 6.25
33466 | changeover switch 3-pole + N | screw M10 | 200 A | 1 | 401,93 | 0,557 | 0,000 | 0,000 | 220,0 | 14 | 33 | 6.25
33467 | changeover switch 3-pole + N | screw M10 | 250 A | 1 | 630,72 | 1,209 | 0,000 | 0,000 | 590,0 | 14 | 33 | 6.25
33468 | changeover switch 3-pole + N | screw M10 | 315 A | 1 | 711,10 | 1,209 | 0,000 | 0,000 | 590,0 | 14 | 36 | 6.25
33469 | changeover switch 3-pole + N | screw M10 | 400 A | 1 | 803,85 | 1,209 | 0,000 | 0,000 | 590,0 | 14 | 36 | 6.25
33470 | changeover switch 3-pole + N | screw M12 | 630 A | 1 | 1236,68 | 3,984 | 0,000 | 0,000 | 1370,0 | 14 | 39 | 6.25
33471 | changeover switch 3-pole + N | screw M12 | 800 A | 1 | 1607,70 | 3,984 | 0,000 | 0,000 | 1370,0 | 14 | 42 | 6.25
33472 | changeover switch 3-pole + N | screw M14 | 1000 A | 1 | 2349,72 | 11,740 | 0,000 | 0,000 | 2680,0 | 14 | 45 | 6.25
33500 | switch disconnector with fuses, 3-pole | box terminal, connection bottom | size 00 | 1 | 185,52 | 0,388 | 0,110 | 2,352 | 219,0 | 15 | 20 | 3.26
33501 | switch disconnector with fuses, 3-pole | box terminal, connection top | size 00 | 1 | 185,52 | 0,419 | 0,110 | 3,582 | 219,0 | 15 | 20 | 3.26
33502 | switch disconnector with fuses, 3-pole | box terminal | size 00 | 1 | 168,74 | 0,336 | 0,110 | 3,618 | 208,0 | 15 | 03 | 6.17
33503 | switch disconnector with fuses, 3-pole | box terminal, connection bottom, for door coupling rotary handle | size 00 | 1 | 185,52 | 0,388 | 0,123 | 2,352 | 208,0 | 15 | 20 | 3.26
33504 | switch disconnector with fuses, 3-pole | box terminal, connection top, for door coupling rotary handle | size 00 | 1 | 185,52 | 0,419 | 0,123 | 3,582 | 208,0 | 15 | 20 | 3.26
33505 | switch disconnector with fuses, 3-pole | box terminal, for door coupling rotary handle | size 00 | 1 | 168,74 | 0,336 | 0,123 | 3,618 | 201,6 | 15 | 03 | 6.17
33506 | switch disconnector with fuses, 3-pole | box terminal, connection bottom, with electronic fuse monitoring | size 00 | 1 | 344,82 | 0,400 | 0,110 | 8,646 | 236,0 | 15 | 20 | 3.26
33507 | switch disconnector with fuses, 3-pole | box terminal, with electronic fuse monitoring | size 00 | 1 | 328,05 | 0,349 | 0,111 | 9,912 | 208,0 | 15 | 03 | 6.17
33510 | switch disconnector with fuses, 3-pole | screw M10, connection bottom | size 1 | 1 | 578,59 | 0,913 | 0,286 | 7,167 | 567,0 | 15 | 23 | 3.26
33511 | switch disconnector with fuses, 3-pole | screw M10, connection top | size 1 | 1 | 578,59 | 1,059 | 0,286 | 10,071 | 589,0 | 15 | 23 | 3.26
33512 | switch disconnector with fuses, 3-pole | screw M10 | size 1 | 1 | 512,45 | 0,854 | 0,286 | 9,090 | 540,0 | 15 | 06 | 6.17
33513 | switch disconnector with fuses, 3-pole | screw M10, connection bottom, for door coupling rotary handle | size 1 | 1 | 578,59 | 0,913 | 0,334 | 7,167 | 555,0 | 15 | 23 | 3.26
33514 | switch disconnector with fuses, 3-pole | screw M10, connection top, for door coupling rotary handle | size 1 | 1 | 578,59 | 1,059 | 0,334 | 10,071 | 577,0 | 15 | 23 | 3.26
33515 | switch disconnector with fuses, 3-pole | screw M10, for door coupling rotary handle | size 1 | 1 | 512,45 | 0,854 | 0,334 | 9,090 | 528,0 | 15 | 06 | 6.17
33516 | switch disconnector with fuses, 3-pole | screw M10, connection bottom, with electronic fuse monitoring | size 1 | 1 | 773,96 | 0,926 | 0,286 | 14,301 | 625,0 | 15 | 23 | 3.26
33540 | switch-disconnector 3-pole | box terminal, connection bottom | 160 A | 1 | 182,37 | 0,446 | 0,110 | 3,798 | 216,0 | 14 | 20 | 3.27
33541 | switch-disconnector 3-pole | box terminal, connection top | 160 A | 1 | 182,37 | 0,477 | 0,110 | 5,028 | 216,0 | 14 | 20 | 3.27
33542 | switch-disconnector 3-pole | box terminal | 160 A | 1 | 165,60 | 0,395 | 0,110 | 5,064 | 203,0 | 14 | 02 | 6.17
33543 | switch-disconnector 3-pole | box terminal, connection bottom, for door coupling rotary handle | 160 A | 1 | 182,37 | 0,446 | 0,123 | 3,798 | 208,0 | 14 | 20 | 3.27
33544 | switch-disconnector 3-pole | box terminal, connection top, for door coupling rotary handle | 160 A | 1 | 182,37 | 0,477 | 0,123 | 5,028 | 208,0 | 14 | 20 | 3.27
33545 | switch-disconnector 3-pole | box terminal, for door coupling twist handle | 160 A | 1 | 165,60 | 0,395 | 0,123 | 5,064 | 203,0 | 14 | 02 | 6.17
33550 | switch-disconnector 3-pole | screw M10, connection bottom | 320 A | 1 | 512,45 | 0,896 | 0,286 | 6,177 | 565,0 | 14 | 23 | 3.27
33551 | switch-disconnector 3-pole | screw M10, connection top | 320 A | 1 | 512,45 | 1,041 | 0,286 | 7,641 | 587,0 | 14 | 23 | 3.27
33552 | switch-disconnector 3-pole | screw M10 | 320 A | 1 | 454,62 | 0,837 | 0,286 | 8,100 | 539,0 | 14 | 06 | 6.17
33553 | switch-disconnector 3-pole | screw M10, connection bottom, for door coupling rotary handle | 320 A | 1 | 512,45 | 0,896 | 0,334 | 6,177 | 543,0 | 14 | 23 | 3.27
33554 | switch-disconnector 3-pole | screw M10, connection top, for door coupling rotary handle | 320 A | 1 | 512,45 | 1,042 | 0,334 | 7,641 | 565,0 | 14 | 23 | 3.27
33555 | switch disconnector 3-pole | screw M10, for door coupling rotary handle | 320 A | 1 | 454,62 | 0,837 | 0,334 | 8,100 | 516,0 | 14 | 06 | 6.17
33600 | NH fuse switch-disconnector size 1, 250 A, busbar mounted, connection top / bottom | box terminal | with CrossLink®Technology | 1 | 258,07 | 0,602 | 0,252 | 1,506 | 266,0 | 09 | 27 | 3.23
33601 | NH fuse switch-disconnector size 1, 250 A, busbar mounted, connection top / bottom | screw M10 | with CrossLink®Technology | 1 | 223,44 | 0,565 | 0,000 | 1,200 | 266,0 | 09 | 27 | 3.23
33602 | NH fuse switch-disconnector size 2, 400 A, busbar mounted, connection top / bottom | screw M10 |  | 1 | 290,50 | 1,601 | 0,000 | 4,342 | 522,0 | 09 | 30 | 3.23
33603 | NH fuse switch-disconnector size 3, 630 A, busbar mounted, connection top / bottom | screw M12 |  | 1 | 431,51 | 2,745 | 0,000 | 8,868 | 756,0 | 09 | 33 | 3.23
33610 | NH in-line switch disconnector fuse size 00 | flat version, connection bottom M8 | CrossLink connection | 1 | 321,44 | 1,009 | 0,000 | 4,780 | 455,3 | 18 | 52 | 4.15
33611 | NH in-line switch disconnector fuse size 00 | flat version, connection bottom M8 | screw connection | 1 | 300,70 | 0,896 | 0,000 | 4,780 | 409,0 | 18 | 52 | 4.16
33612 | NH in-line switch disconnector fuse size 00 | flat version, connection top M8 | CrossLink connection | 1 | 321,44 | 1,009 | 0,000 | 4,780 | 467,0 | 18 | 52 | 4.15
33613 | NH in-line switch disconnector fuse size 00 | flat version, connection top M8 | screw connection | 1 | 300,70 | 0,896 | 0,000 | 4,780 | 415,5 | 18 | 52 | 4.16
33614 | NH in-line switch disconnector fuse size 00 | high version, connection bottom M8 | CrossLink connection | 1 | 331,81 | 1,085 | 0,000 | 4,780 | 504,0 | 18 | 52 | 4.15
33615 | NH in-line switch disconnector fuse size 00 | high version, connection bottom M8 | screw connection | 1 | 311,07 | 0,971 | 0,000 | 4,780 | 462,5 | 18 | 52 | 4.16
33616 | NH in-line switch disconnector fuse size 00 | high version, connection top M8 | CrossLink connection | 1 | 331,81 | 1,085 | 0,000 | 4,780 | 459,0 | 18 | 52 | 4.15
33617 | NH in-line switch disconnector fuse size 00 | high version, connection top M8 | screw connection | 1 | 311,07 | 0,971 | 0,000 | 4,780 | 450,0 | 18 | 52 | 4.16
33620 | NH in-line switch disconnector fuse size 00 | flat version, connection bottom M8 | CrossLink connection, with fuse monitoring | 1 | 549,56 | 1,093 | 0,000 | 5,779 | 449,0 | 18 | 52 | 4.15
33621 | NH in-line switch disconnector fuse size 00 | flat version, connection bottom M8 | screw connection, with fuse monitoring | 1 | 499,79 | 0,979 | 0,000 | 5,779 | 443,0 | 18 | 52 | 4.16
33622 | NH in-line switch disconnector fuse size 00 | flat version, connection top M8 | CrossLink connection, with fuse monitoring | 1 | 549,56 | 1,074 | 0,000 | 5,779 | 454,0 | 18 | 52 | 4.15
33623 | NH in-line switch disconnector fuse size 00 | flat version, connection top M8 | screw connection, with fuse monitoring | 1 | 499,79 | 0,961 | 0,000 | 5,779 | 448,0 | 18 | 52 | 4.16
33624 | NH in-line switch disconnector fuse size 00 | high version, connection bottom M8 | CrossLink connection, with fuse monitoring | 1 | 559,93 | 1,168 | 0,000 | 5,779 | 481,5 | 18 | 52 | 4.15
33625 | NH in-line switch disconnector fuse size 00 | high version, connection bottom M8 | screw connection, with fuse monitoring | 1 | 510,16 | 1,054 | 0,000 | 5,779 | 485,0 | 18 | 52 | 4.16
33626 | NH in-line switch disconnector fuse size 00 | high version, connection top M8 | CrossLink connection, with fuse monitoring | 1 | 559,93 | 1,150 | 0,000 | 5,779 | 480,0 | 18 | 52 | 4.15
33627 | NH in-line switch disconnector fuse size 00 | high version, connection top M8 | tall version, outgoing terminals at the top, screw connection | 1 | 510,16 | 1,036 | 0,000 | 5,779 | 483,5 | 18 | 52 | 4.16
33630 | NH in-line switch-disconnector fuse size 1 |  | connection bottom M12 | 1 | 485,71 | 2,707 | 0,000 | 15,180 | 1176,0 | 18 | 53 | 4.17, 4.18
33631 | NH in-line switch disconnector fuse size 1 |  | connection top M12 | 1 | 485,71 | 2,879 | 0,000 | 15,710 | 1194,0 | 18 | 53 | 4.17, 4.18
33632 | NH in-line switch disconnector fuse size 2 |  | connection bottom M12 | 1 | 714,92 | 3,697 | 0,000 | 18,290 | 1250,0 | 18 | 54 | 4.17, 4.18
33633 | NH in-line switch disconnector fuse size 2 |  | connection top M12 | 1 | 714,92 | 4,014 | 0,000 | 18,920 | 1361,0 | 18 | 54 | 4.17, 4.18
33634 | NH in-line switch disconnector fuse size 3 |  | connection bottom M12 | 1 | 785,87 | 4,733 | 0,000 | 19,920 | 1421,0 | 18 | 55 | 4.17, 4.18
33635 | NH in-line switch disconnector fuse size 3 |  | connection top M12 | 1 | 785,87 | 5,301 | 0,000 | 20,950 | 1481,0 | 18 | 55 | 4.17, 4.18
33636 | NH in-line switch disconnector fuse size 1 | with fuse monitoring | connection bottom M12 | 1 | 695,27 | 2,787 | 0,000 | 16,179 | 1267,0 | 18 | 53 | 4.17, 4.18
33637 | NH in-line switch disconnector fuse size 1 | with fuse monitoring | connection top M12 | 1 | 695,27 | 2,945 | 0,000 | 16,709 | 1285,0 | 18 | 53 | 4.17, 4.18
33638 | NH in-line switch disconnector fuse size 2 | with fuse monitoring | connection bottom M12 | 1 | 924,48 | 3,777 | 0,000 | 19,289 | 1420,0 | 18 | 54 | 4.17, 4.18
33639 | NH in-line switch disconnector fuse size 2 | with fuse monitoring | connection top M12 | 1 | 924,48 | 4,080 | 0,000 | 19,919 | 1452,0 | 18 | 54 | 4.17, 4.18
33640 | NH in-line switch disconnector fuse size 3 | with fuse monitoring | connection bottom M12 | 1 | 995,43 | 4,814 | 0,000 | 20,919 | 1512,0 | 18 | 55 | 4.17, 4.18
33641 | NH in-line switch disconnector fuse size 3 | with fuse monitoring | connection top M12 | 1 | 995,43 | 5,366 | 0,000 | 21,949 | 1572,0 | 18 | 55 | 4.17, 4.18
33642 | pilot switch | changeover 250 V AC / 5 A, 30 V DC / 4 A | QUADRON®185Power Speed size 00, 1, 2, 3 | 1 | 8,06 | 0,000 | 0,000 | 0,056 | 2,9 | 18 | 70 | 4.19
33644 | height compensation size 00 | for alignment to the height of the in-line disconnector size 00 | Ersatzteil | 1 | 7,98 | 0,000 | 0,000 | 0,000 | 16,0 | 18 | 70
33645 | bearing area extension, top | for front covers | size 00 | 1 | 3,27 | 0,000 | 0,000 | 0,000 | 0,9 | 18 | 70 | 4.19
33646 | bearing area extension, top |  | size 1 - 3 | 1 | 2,96 | 0,000 | 0,000 | 0,000 | 1,7 | 18 | 70
33647 | rear cover for terminal compartment cover |  | size 1 - 3 | 1 | 8,88 | 0,000 | 0,000 | 0,000 | 16,0 | 18 | 70
33648 | connection set box terminal 70 mm² - 240 mm² | including rear cover | size 1 - 3 | 1 | 81,82 | 0,381 | 0,205 | 0,810 | 86,8 | 18 | 70
33649 | connection set box terminal 120 mm² - 300 mm² | including rear cover | size 1 - 3 | 1 | 87,17 | 0,381 | 0,205 | 0,810 | 88,2 | 18 | 70
33650 | mounting set with 3 bolts | for busbar connection on drilled busbars, including positioner | size 1 - 3 | 1 | 30,78 | 0,000 | 0,000 | 0,000 | 31,4 | 18 | 70 | 4.18
33651 | mounting set with 3 terminal clamps | for drill-less mounting on the busbar system, with and without CrossLink® touch-safe protection covers | size 1 - 3 | 1 | 61,70 | 0,151 | 0,000 | 0,000 | 51,0 | 18 | 70 | 4.17
33652 | insulated screw extension for terminal clamp | for safe live working with standard tools | size 1 - 3 | 3 | 5,46 | 0,000 | 0,000 | 0,000 | 5,8 | 18 | 70 | 4.17
33653 | rear touch-safe protection | for terminal compartment | size 00 | 1 | 5,49 | 0,000 | 0,000 | 0,000 | 7,0 | 18 | 70 | 4.19
33665 | rotary handle for door coupling drive, without shaft | black, with door inter-locking |  | 1 | 8,87 | 0,000 | 0,000 | 0,000 | 5,5 | 14 | 51 | 6.20
33666 | rotary handle for door coupling drive, without shaft | red-yellow, with door inter-locking |  | 1 | 8,87 | 0,000 | 0,000 | 0,000 | 5,5 | 14 | 51 | 6.20
33669 | rotary handle for door coupling drive, without shaft | black, with defeatable door inter-locking |  | 1 | 12,65 | 0,000 | 0,000 | 0,000 | 10,5 | 14 | 51 | 6.20
33670 | rotary handle for door coupling drive, without shaft | red-yellow, with defeatable door inter-locking |  | 1 | 12,65 | 0,000 | 0,000 | 0,000 | 10,5 | 14 | 51 | 6.20
33680 | extension shaft, length 100 mm |  |  | 1 | 5,31 | 0,000 | 0,000 | 0,000 | 2,0 | 14 | 51 | 6.20
33681 | extension shaft, length 200 mm |  |  | 1 | 6,08 | 0,000 | 0,000 | 0,000 | 3,6 | 14 | 51 | 6.20
33682 | extension shaft, length 300 mm |  |  | 1 | 6,83 | 0,000 | 0,000 | 0,000 | 5,4 | 14 | 51 | 6.20
33683 | Neutral Pole for SD1-3P switch-disconnector |  |  | 1 | 9,45 | 0,000 | 0,000 | 0,000 | 5,0 | 14 | 51
33684 | Neutral Pole for SD2-3P switch-disconnector |  |  | 1 | 14,90 | 0,000 | 0,000 | 0,000 | 10,0 | 14 | 51
33685 | Neutral Pole for SD3-3P switch-disconnector |  |  | 1 | 22,04 | 0,000 | 0,000 | 0,000 | 13,3 | 14 | 51
33689 | PE terminal for SD1-3P switch-disconnector |  |  | 1 | 7,56 | 0,000 | 0,000 | 0,000 | 5,0 | 14 | 51
33690 | PE terminal for SD2-3P switch-disconnector |  |  | 1 | 11,92 | 0,000 | 0,000 | 0,000 | 10,0 | 14 | 51
33691 | PE terminal for SD3-3P switch-disconnector |  |  | 1 | 17,63 | 0,000 | 0,000 | 0,000 | 13,3 | 14 | 51
33692 | pilot switch | 1 n/c + 1 n/o, screw terminal |  | 1 | 12,65 | 0,000 | 0,000 | 0,000 | 4,3 | 14 | 51 | 6.20
33694 | set connection space cover 3-pole |  |  | 1 | 2,91 | 0,000 | 0,000 | 0,000 | 1,8 | 14 | 51 | 6.20
33695 | set connection space cover 3-pole |  |  | 1 | 3,66 | 0,000 | 0,000 | 0,000 | 2,2 | 14 | 51 | 6.20
33696 | set connection space cover 3-pole |  |  | 1 | 5,81 | 0,000 | 0,000 | 0,000 | 3,4 | 14 | 51 | 6.20
33697 | set connection space cover for 4th pole |  |  | 1 | 2,15 | 0,000 | 0,000 | 0,000 | 1,2 | 14 | 51 | 6.20
33698 | set connection space cover for 4th pole |  |  | 1 | 3,01 | 0,000 | 0,000 | 0,000 | 1,4 | 14 | 51 | 6.20
33699 | set connection space cover for 4th pole |  |  | 1 | 4,84 | 0,000 | 0,000 | 0,000 | 1,6 | 14 | 51 | 6.20
33700 | in-line fuse switch-disconnector 160 A | screw M8, high version | Size 00, 3-pole switchable | 1 | 142,44 | 0,605 | 0,000 | 1,852 | 261,5 | 12 | 52 | 4.10, 4.9
33701 | in-line fuse switch-disconnector 250 A | screw M12 | size 1, 3-pole switchable | 1 | 182,32 | 1,742 | 0,000 | 4,785 | 480,0 | 12 | 53 | 4.11, 4.12
33702 | in-line fuse switch-disconnector 400 A | screw M12 | size 2, 3-pole switchable | 1 | 188,02 | 1,742 | 0,000 | 4,785 | 480,0 | 12 | 54 | 4.11, 4.12
33703 | in-line fuse switch-disconnector 630 A | screw M12 | size 3, 3-pole switchable | 1 | 201,69 | 2,564 | 0,000 | 4,892 | 582,3 | 12 | 55 | 4.11, 4.12
33704 | in-line fuse switch-disconnector 160 A | screw M8, flat version | Size 00, 3-pole switchable | 1 | 127,63 | 0,532 | 0,000 | 1,570 | 218,2 | 12 | 52 | 4.10, 4.9
33705 | NH in-line fuse base 160 A | screw M8, flat version | Size 00, open design | 1 | 112,81 | 0,532 | 0,000 | 1,570 | 190,0 | 12 | 32 | 4.10, 4.9
33706 | NH in-line fuse base 250 A | screw M12 | size 1 | 1 | 170,92 | 1,742 | 0,000 | 4,785 | 365,0 | 12 | 33 | 4.11, 4.12
33707 | NH in-line fuse base 400 A | screw M12 | size 2 | 1 | 176,63 | 1,742 | 0,000 | 4,785 | 375,1 | 12 | 34 | 4.11, 4.12
33708 | NH in-line fuse base 630 A | screw M12 | size 3 | 1 | 190,30 | 2,564 | 0,000 | 4,892 | 450,0 | 12 | 35 | 4.11, 4.12
33715 | in-line fuse switch-disconnector 160 A | screw M8, high version | Size 00, 1-pole switchable | 1 | 142,44 | 0,605 | 0,000 | 1,852 | 255,5 | 12 | 42 | 4.10, 4.9
33716 | in-line fuse switch-disconnector 250 A | screw M12 | size 1, 1-pole switchable | 1 | 182,32 | 1,742 | 0,000 | 4,785 | 495,0 | 12 | 43 | 4.11, 4.12
33717 | in-line fuse switch-disconnector 400 A | screw M12 | size 2, 1-pole switchable | 1 | 188,02 | 1,742 | 0,000 | 4,785 | 502,0 | 12 | 44 | 4.11, 4.12
33718 | in-line fuse switch-disconnector 630 A | screw M12 | size 3, 1-pole switchable | 1 | 201,69 | 2,564 | 0,000 | 4,892 | 574,0 | 12 | 45 | 4.11, 4.12
33719 | in-line fuse switch-disconnector 160 A | screw M8, flat version | Size 00, 1-pole switchable | 1 | 127,63 | 0,532 | 0,000 | 1,570 | 211,4 | 12 | 42 | 4.10, 4.9
33720 | in-line fuse switch-disconnector 160 A | screw M8, high version | Size 00, 3-pole switchable, with fuse monitoring | 1 | 332,89 | 0,647 | 0,000 | 5,491 | 270,0 | 12 | 52 | 4.10, 4.9
33721 | in-line fuse switch-disconnector 250 A | screw M12 | size 1, 3-pole switchable, with fuse monitoring | 1 | 370,35 | 1,807 | 0,000 | 5,784 | 540,0 | 12 | 53 | 4.11, 4.12
33722 | in-line fuse switch-disconnector 400 A | screw M12 | size 2, 3-pole switchable, with fuse monitoring | 1 | 373,76 | 1,807 | 0,000 | 5,784 | 540,0 | 12 | 54 | 4.11, 4.12
33723 | in-line fuse switch-disconnector 630 A | screw M12 | size 3, 3-pole switchable, with fuse monitoring | 1 | 384,01 | 2,629 | 0,000 | 5,891 | 640,0 | 12 | 55 | 4.11, 4.12
33724 | in-line fuse switch-disconnector 160 A | screw M8, flat version | Size 00, 3-pole switchable, with fuse monitoring | 1 | 309,95 | 0,574 | 0,000 | 5,209 | 220,0 | 12 | 52 | 4.10, 4.9
33725 | terminal compartment cover, flat version, connection bottom |  | size 00 | 1 | 7,76 | 0,000 | 0,000 | 0,000 | 13,4 | 12 | 70 | 4.13
33726 | terminal compartment cover, high version, connection top |  | size 00 | 1 | 7,76 | 0,000 | 0,000 | 0,000 | 13,4 | 12 | 70 | 4.13
33727 | terminal compartment cover, flat version, connection top |  | size 00 | 1 | 7,76 | 0,000 | 0,000 | 0,000 | 13,4 | 12 | 70 | 4.13
33728 | double adapter | for 2 devices size NH 00 |  | 1 | 43,87 | 0,405 | 0,000 | 0,000 | 55,0 | 12 | 70 | 4.13, 4.19
33731 | double in-line fuse disconnector 1250 A | screw M12, incl. terminal compartment cover | 3-pole switchable | 1 | 900,21 | 6,849 | 0,000 | 12,774 | 1556,0 | 12 | 55 | 4.11, 4.12
33732 | terminal compartment cover, high version, connection bottom | for 33700, 33715, 33720, 33770, 33771, 33772 and QUADRON®185Power Speed size 00 | size 00 | 1 | 7,76 | 0,000 | 0,000 | 0,000 | 18,2 | 12 | 70 | 4.13, 4.19
33733 | terminal compartment cover | universal for NH-rails size 1 - 3 and connection rail 800 A | size 1- 3 | 1 | 13,67 | 0,000 | 0,000 | 0,000 | 30,0 | 12 | 70 | 4.14
33734 | wedge clamp terminal |  | size 00 | 3 | 6,42 | 0,000 | 0,030 | 0,000 | 3,0 | 12 | 70 | 4.13, 4.19
33735 | box terminal |  | size 1 - 3 | 3 | 19,36 | 0,000 | 0,06854 | 0,000 | 14,5 | 12 | 70 | 4.14
33736 | box terminal |  | size 1-3 | 3 | 25,07 | 0,000 | 0,070 | 0,000 | 25,5 | 12 | 70 | 4.14
33738 | CrossLink® terminal clamp | for busbar systems with CrossLink® touch-safe protection | size 1 - 3 | 3 | 20,22 | 0,051 | 0,000 | 0,000 | 15,0 | 12 | 70 | 4.11, 4.2
33739 | terminal clamp | for busbar systems without system covers | size 00 | 3 | 3,72 | 0,003 | 0,000 | 0,000 | 14,0 | 12 | 70 | 4.10
33740 | terminal clamp | for busbar systems without system covers | size 1 - 3 | 3 | 11,19 | 0,000 | 0,000 | 0,000 | 10,0 | 12 | 70 | 4.12, 4.2
33741 | current transformer 80 A / 5 A | 2,5 VA / class 1 | size 00 | 1 | 53,38 | 0,000 | 0,000 | 0,000 | 14,0 | 23 | 05 | 4.13, 4.19, 7.3
33742 | current transformer 150 A / 5 A | 2.5 VA / class 1 | size 00 | 1 | 53,38 | 0,000 | 0,000 | 0,000 | 14,0 | 23 | 05 | 4.13, 4.19, 7.3
33744 | current transformer 150 A / 5 A | 1.5 VA / class 1 | size 1 - 3 | 1 | 82,76 | 0,000 | 0,000 | 0,000 | 14,0 | 23 | 05 | 4.13, 4.14, 4.19, 7.3, 7.4
33745 | current transformer 200 A / 5 A | 1.5 VA / class 1 | size 1 - 3 | 1 | 81,21 | 0,000 | 0,000 | 0,000 | 14,0 | 23 | 05
33746 | current transformer 250 A / 5 A | 2.5 VA / class 1 | size 1 - 3 | 1 | 81,21 | 0,000 | 0,000 | 0,000 | 14,0 | 23 | 05
33747 | current transformer 400 A / 5 A | 2.5 VA / class 1 | size 1 - 3 | 1 | 81,21 | 0,000 | 0,000 | 0,000 | 14,0 | 23 | 05
33748 | current transformer 600 A / 5 A | 2.5 VA / class 1 | size 1 - 3 | 1 | 119,03 | 0,000 | 0,000 | 0,000 | 14,0 | 23 | 05
33749 | current transformer 100 A / 5 A | 1.5 VA / class 0.5 | size 00 | 1 | 69,85 | 0,000 | 0,000 | 0,000 | 28,0 | 23 | 01 | 4.13, 4.19, 7.3
33750 | current transformer 100 A / 5 A, with decl. of conformity | 1.5 VA / class 0.5 | size 00 | 1 | 117,88 | 0,000 | 0,000 | 0,000 | 28,0 | 23 | 11 | 4.13, 4.19, 7.3
33751 | current transformer 150 A / 5 A | 2.5 VA / class 0.5 | size 00 | 1 | 69,85 | 0,000 | 0,000 | 0,000 | 28,0 | 23 | 01 | 4.13, 4.19, 7.3
33752 | current transformer 150 A / 5 A, with decl. of conformity | 2.5 VA / class 0.5 | size 00 | 1 | 117,88 | 0,000 | 0,000 | 0,000 | 28,0 | 23 | 11 | 4.13, 4.19, 7.3
33758 | lateral bearing strip | for front covers | size 00 - 3 | 2 | 10,14 | 0,000 | 0,000 | 0,000 | 10,7 | 12 | 70 | 4.13, 4.14, 4.19
33759 | grip lug cover |  | size 1-3 | 6 | 1,94 | 0,000 | 0,000 | 0,000 | 57,5 | 12 | 70 | 4.14
33761 | rear touch-safe protection cover | rear protection for Phase L1 |  | 5 | 3,97 | 0,000 | 0,000 | 0,000 | 0,0 | 12 | 70 | 4.14
33762 | universal current transformer module | for mounting in the connection compartment | size 1 - 3 | 1 | 179,55 | 1,340 | 0,001 | 1,520 | 170,0 | 18 | 70
33765 | CrossLink® terminal clamp IP20 | for busbar systems with touch-safe protection | size 00 | 3 | 7,82 | 0,038 | 0,000 | 0,000 | 4,4 | 12 | 70 | 4.9
33766 | plug support with mounting rail | for CT wiring | size 00 | 1 | 7,04 | 0,000 | 0,000 | 0,000 | 2,8 | 12 | 70 | 4.13
33767 | component support with mount. rails | for fuse monitoring and CT wiring | size 00 | 1 | 9,85 | 0,000 | 0,000 | 0,000 | 5,5 | 12 | 70 | 4.13
33768 | plug support with mounting rail | for CT wiring | size 1 - 3 | 1 | 7,22 | 0,000 | 0,000 | 0,000 | 8,8 | 12 | 70 | 4.14
33769 | component support with mounting rails | for fuse monitor and CT wiring | size 1 - 3 | 1 | 14,45 | 0,000 | 0,000 | 0,000 | 9,0 | 12 | 70 | 4.14
33770 | in-line fuse switch-disconnector 160 A | box terminal 70 mm², high version | Size 00, 3-pole switchable | 1 | 142,44 | 0,611 | 0,000 | 1,772 | 261,8 | 12 | 52 | 4.10, 4.9
33771 | in-line fuse switch-disconnector 160 A | box terminal 70 mm², high version | Size 00, 3-pole switchable, with fuse monitoring | 1 | 324,77 | 0,653 | 0,000 | 5,411 | 270,0 | 12 | 52 | 4.10, 4.9
33772 | in-line fuse switch-disconnector 160 A | box terminal 70 mm², high version | Size 00, 1-pole switchable | 1 | 142,44 | 0,611 | 0,000 | 1,772 | 256,3 | 12 | 42 | 4.10, 4.9
33773 | in-line fuse switch-disconnector 160 A | box terminal 70 mm², flat version | Size 00, 3-pole switchable | 1 | 127,63 | 0,538 | 0,000 | 1,490 | 217,4 | 12 | 52 | 4.10, 4.9
33774 | in-line fuse switch-disconnector 160 A | box terminal 70 mm², flat version | Size 00, 3-pole switchable, with fuse monitoring | 1 | 309,95 | 0,579 | 0,000 | 5,129 | 220,0 | 12 | 52 | 4.10, 4.9
33775 | in-line fuse switch-disconnector 160 A | box terminal 70 mm², flat version | Size 00, 1-pole switchable | 1 | 127,63 | 0,538 | 0,000 | 1,490 | 212,0 | 12 | 42 | 4.10, 4.9
33776 | universal current transformer module | for mounting in the connection compartment | size 1 - 3 | 1 | 179,55 | 1,603 | 0,0017 | 1,740 | 195,0 | 18 | 70 | 4.14, 4.2, 4.20
33777 | module 4x NH fuse-switch-disconnector, 3-pole | clamp connection | 4x NH 000 (max. 63 A) | 1 | 559,38 | 2,662 | 0,000 | 5,996 | 597,5 | 09 | 37
33778 | module 4x NH fuse-switch disconnector, 3-pole | screw connection | 4x NH 000 (max. 63 A) | 1 | 523,70 | 2,472 | 0,000 | 5,996 | 552,5 | 09 | 37
33780 | current transformer 250 A / 5 A | 5 VA / class 0.5 | size 1 - 3 | 1 | 50,21 | 0,000 | 0,000 | 0,000 | 28,0 | 23 | 01
33781 | current transformer 250 A / 5 A, with decl. of conformity | 5 VA / class 0.5 | size 1 - 3 | 1 | 104,78 | 0,000 | 0,000 | 0,000 | 28,0 | 23 | 11
33782 | current transformer 250 A / 5 A | 5 VA / class 1 | size 1 - 3 | 1 | 36,60 | 0,000 | 0,000 | 0,000 | 28,0 | 23 | 05
33783 | current transformer 400 A / 5 A | 5 VA / class 0.5 | size 1 - 3 | 1 | 50,21 | 0,000 | 0,000 | 0,000 | 28,0 | 23 | 01
33784 | current transformer 400 A / 5 A, with decl. of conformity | 5 VA / class 0.5 | size 1 - 3 | 1 | 104,78 | 0,000 | 0,000 | 0,000 | 28,0 | 23 | 11
33785 | current transformer 400 A / 5 A | 5 VA / class 1 | size 1 - 3 | 1 | 36,60 | 0,000 | 0,000 | 0,000 | 28,0 | 23 | 05
33786 | current transformer 600 A / 5 A | 5 VA / class 0.5 | size 1 - 3 | 1 | 50,21 | 0,000 | 0,000 | 0,000 | 28,0 | 23 | 01
33787 | current transformer 600 A / 5 A, with decl. of conformity | 5 VA / class 0.5 | size 1 - 3 | 1 | 104,78 | 0,000 | 0,000 | 0,000 | 28,0 | 23 | 11
33788 | current transformer 600 A / 5 A | 5 VA / class 1 | size 1 - 3 | 1 | 36,60 | 0,000 | 0,000 | 0,000 | 28,0 | 23 | 05
33789 | current transformer 750 A / 5 A | 5 VA / class 0.5 | size 1 - 3 | 1 | 50,21 | 0,000 | 0,000 | 0,000 | 28,0 | 23 | 01
33790 | current transformer 750 A / 5 A, with decl. of conformity | 5 VA / class 0.5 | size 1 - 3 | 1 | 104,78 | 0,000 | 0,000 | 0,000 | 28,0 | 23 | 11
33791 | current transformer 750 A / 5 A | 5 VA / class 1 | size 1 - 3 | 1 | 35,91 | 0,000 | 0,000 | 0,000 | 28,0 | 23 | 05
33800 | NH fuse switch-disconnector size 000, 125 A, connection bottom / top | box terminal | with CrossLink® interface | 1 | 47,28 | 0,145 | 0,000 | 0,833 | 41,5 | 09 | 20 | 1.1
33801 | NH fuse switch-disconnector size 000, 125 A, busbar mounted, connection bottom / top | box terminal | with CrossLink®Technology | 1 | 66,42 | 0,185 | 0,000 | 1,160 | 52,5 | 09 | 22 | 2.4
33802 | NH fuse switch-disconnector size 000, 125 A, busbar mounted, connection bottom / top | box terminal | with CrossLink®Technology | 1 | 67,96 | 0,185 | 0,000 | 1,160 | 53,5 | 09 | 22 | 3.23
33803 | NH fuse switch-disconnector size 000, 125 A, for 5-pole busbar system | connection bottom / top, box terminal | with CrossLink®Technology | 2 | 67,96 | 0,185 | 0,000 | 1,160 | 53,0 | 09 | 22
33805 | side-mounted module | attachable to both sides | 3.5 mm | 10 | 3,34 | 0,000 | 0,000 | 0,000 | 2,2 | 09 | 51 | 2.4
33806 | side-mounted module | attachable to both sides | 3.5 mm | 10 | 3,41 | 0,000 | 0,000 | 0,000 | 2,6 | 09 | 51 | 3.24
33808 | switch-disconnector 3-pole | box terminal 2.5 - 16 mm² / AWG 16 - 6, graphite grey handle | 16 A | 1 | 18,99 | 0,000 | 0,000 | 0,000 | 15,5 | 14 | 01 | 6.18
33809 | switch-disconnector 3-pole + N | box terminal 2.5 - 16 mm² / AWG 16 - 6, graphite grey handle | 16 A | 1 | 23,54 | 0,000 | 0,000 | 0,000 | 20,5 | 14 | 01 | 6.19
33812 | switch-disconnector 3-pole | box terminal 2.5 - 16 mm² / AWG 16 - 6, graphite grey handle | 25 A | 1 | 20,24 | 0,000 | 0,000 | 0,000 | 15,5 | 14 | 01 | 6.18
33813 | switch-disconnector 3-pole + N | box terminal 2.5 - 16 mm² / AWG 16 - 6, graphite grey handle | 25 A | 1 | 25,31 | 0,000 | 0,000 | 0,000 | 20,5 | 14 | 01 | 6.19
33816 | switch-disconnector 3-pole | box terminal 2.5 - 16 mm² / AWG 16 - 6, graphite grey handle | 32 A | 1 | 22,78 | 0,000 | 0,000 | 0,000 | 15,5 | 14 | 01 | 6.18
33817 | switch-disconnector 3-pole + N | box terminal 2.5 - 16 mm² / AWG 16 - 6, graphite grey handle | 32 A | 1 | 29,11 | 0,000 | 0,000 | 0,000 | 20,5 | 14 | 01 | 6.19
33820 | switch-disconnector 3-pole | box terminal 2.5 - 16 mm² / AWG 16 - 6, graphite grey handle | 40 A | 1 | 27,84 | 0,000 | 0,000 | 0,000 | 15,5 | 14 | 01 | 6.18
33821 | switch-disconnector 3-pole + N | box terminal 2.5 - 16 mm² / AWG 16 - 6, graphite grey handle | 40 A | 1 | 34,93 | 0,000 | 0,000 | 0,000 | 20,5 | 14 | 01 | 6.19
33824 | switch-disconnector 3-pole | box terminal 2.5 - 16 mm², graphite grey handle | 63 A | 1 | 34,16 | 0,000 | 0,000 | 0,000 | 15,5 | 14 | 01 | 6.18
33825 | switch-disconnector 3-pole + N | box terminal 2.5 - 16 mm², graphite grey handle | 63 A | 1 | 43,03 | 0,000 | 0,000 | 0,000 | 20,5 | 14 | 01 | 6.19
33838 | switch-disconnector 3-pole | box terminal 2.5 - 16 mm² / WG 16 - 6, yellow-red handle | 16 A | 1 | 18,99 | 0,000 | 0,000 | 0,000 | 15,5 | 14 | 01 | 6.18
33839 | switch-disconnector 3-pole + N | box terminal 2.5 - 16 mm² / WG 16 - 6, yellow-red handle | 16 A | 1 | 23,54 | 0,000 | 0,000 | 0,000 | 20,5 | 14 | 01 | 6.19
33842 | switch-disconnector 3-pole | box terminal 2.5 - 16 mm² / WG 16 - 6, yellow-red handle | 25 A | 1 | 20,24 | 0,000 | 0,000 | 0,000 | 15,5 | 14 | 01 | 6.18
33843 | switch-disconnector 3-pole + N | box terminal 2.5 - 16 mm² / WG 16 - 6, yellow-red handle | 25 A | 1 | 25,31 | 0,000 | 0,000 | 0,000 | 20,5 | 14 | 01 | 6.19
33846 | switch-disconnector 3-pole | box terminal 2.5 - 16 mm² / WG 16 - 6, yellow-red handle | 32 A | 1 | 22,78 | 0,000 | 0,000 | 0,000 | 15,5 | 14 | 01 | 6.18
33847 | switch-disconnector 3-pole + N | box terminal 2.5 - 16 mm² / WG 16 - 6, yellow-red handle | 32 A | 1 | 29,11 | 0,000 | 0,000 | 0,000 | 20,5 | 14 | 01 | 6.19
33850 | switch-disconnector 3-pole | box terminal 2.5 - 16 mm² / WG 16 - 6, yellow-red handle | 40 A | 1 | 27,84 | 0,000 | 0,000 | 0,000 | 15,5 | 14 | 01 | 6.18
33851 | switch-disconnector 3-pole + N | box terminal 2.5 - 16 mm² / WG 16 - 6, yellow-red handle | 40 A | 1 | 34,93 | 0,000 | 0,000 | 0,000 | 20,5 | 14 | 01 | 6.19
33854 | switch-disconnector 3-pole | box terminal 2.5 - 16 mm², yellow-red handle | 63 A | 1 | 34,16 | 0,000 | 0,000 | 0,000 | 15,5 | 14 | 01 | 6.18
33855 | switch-disconnector 3-pole + N | box terminal 2.5 - 16 mm², yellow-red handle | 63 A | 1 | 43,03 | 0,000 | 0,000 | 0,000 | 20,5 | 14 | 01 | 6.19
33868 | switch-disconnector 3-pole | box terminal 16 - 50 mm² / AWG 6 - 1, graphite grey handle | 63 A | 1 | 41,76 | 0,000 | 0,000 | 0,000 | 26,5 | 14 | 01 | 6.18
33869 | switch-disconnector 3-pole + N | box terminal 16 - 50 mm² / AWG 6 - 1, graphite grey handle | 63 A | 1 | 52,91 | 0,000 | 0,000 | 0,000 | 40,5 | 14 | 01 | 6.19
33872 | switch-disconnector 3-pole | box terminal 16 - 50 mm² / AWG 6 - 1, graphite grey handle | 80 A | 1 | 46,83 | 0,000 | 0,000 | 0,000 | 26,5 | 14 | 01 | 6.18
33873 | switch-disconnector 3-pole + N | box terminal 16 - 50 mm² / AWG 6 - 1, graphite grey handle | 80 A | 1 | 59,23 | 0,000 | 0,000 | 0,000 | 40,5 | 14 | 01 | 6.19
33876 | switch-disconnector 3-pole | box terminal 16 - 50 mm² / AWG 6 - 1, graphite grey handle | 100 A | 1 | 58,22 | 0,000 | 0,000 | 0,000 | 26,5 | 14 | 02 | 6.18
33877 | switch-disconnector 3-pole + N | box terminal 16 - 50 mm² / AWG 6 - 1, graphite grey handle | 100 A | 1 | 73,41 | 0,000 | 0,000 | 0,000 | 40,5 | 14 | 02 | 6.19
33884 | switch-disconnector 3-pole | box terminal 16 - 50 mm² / AWG 6 - 1, yellow-red handle | 63 A | 1 | 41,76 | 0,000 | 0,000 | 0,000 | 26,5 | 14 | 01 | 6.18
33885 | switch-disconnector 3-pole + N | box terminal 16 - 50 mm² / AWG 6 - 1, yellow-red handle | 63 A | 1 | 52,91 | 0,000 | 0,000 | 0,000 | 40,5 | 14 | 01 | 6.19
33888 | switch-disconnector 3-pole | box terminal 16 - 50 mm² / AWG 6 - 1, yellow-red handle | 80 A | 1 | 46,83 | 0,000 | 0,000 | 0,000 | 26,5 | 14 | 01 | 6.18
33889 | switch-disconnector 3-pole + N | box terminal 16 - 50 mm² / AWG 6 - 1, yellow-red handle | 80 A | 1 | 59,23 | 0,000 | 0,000 | 0,000 | 40,5 | 14 | 01 | 6.19
33892 | switch-disconnector 3-pole | box terminal 16 - 50 mm² / AWG 6 - 1, yellow-red handle | 100 A | 1 | 58,22 | 0,000 | 0,000 | 0,000 | 26,5 | 14 | 02 | 6.18
33893 | switch-disconnector 3-pole + N | box terminal 16 - 50 mm² / AWG 6 - 1, yellow-red handle | 100 A | 1 | 73,41 | 0,000 | 0,000 | 0,000 | 40,5 | 14 | 02 | 6.19
33906 | comb-type busbar, 3-pole, for 2 NH fuse switch disconnectors | 33217 | 35 mm² | 4 | 30,53 | 0,434 | 0,000 | 0,000 | 23,0 | 09 | 51 | 6.14
33907 | connecting terminal, front connection | for 3-pole comb-type busbar 35 mm², suitable for NH-fuse-switch-disconnector size 000 with box terminal | 4 - 35 mm² | 3 | 11,65 | 0,050 | 0,000 | 0,000 | 4,0 | 09 | 51 | 6.14
33908 | pilot switch for monitoring the switch position | changeover 250 V AC / 5 A, 30 V DC / 4 A | QCS-NH00, QCS-NH1, QCS-160, QCS-320 | 1 | 9,30 | 0,000 | 0,000 | 0,056 | 1,1 | 14 | 51 | 3.28, 6.17
33909 | box terminal for Cu cables | 35 - 150 mm² | QCB-NH1, QCS-NH1, QCS-320 | 3 | 11,90 | 0,012 | 0,084 | 0,074 | 10,0 | 09 | 51 | 3.24, 3.28, 6.14, 6.17
33910 | door coupling rotary handle, black, without shaft | IP66, lockable with 3 padlocks in 0 position, door inter-locking can be activated | QCS-NH00, QCS-NH1, QCS-160, QCS-320 | 1 | 90,32 | 0,000 | 0,000 | 0,000 | 57,0 | 14 | 51 | 3.28, 6.17
33911 | door coupling rotary handle, red-yellow, without shaft | IP66, lockable with 3 padlocks in 0 position, door inter-locking can be activated | QCS-NH00, QCS-NH1, QCS-160, QCS-320 | 1 | 94,63 | 0,000 | 0,000 | 0,000 | 57,0 | 14 | 51 | 3.28, 6.17
33912 | extension shaft, 290 mm long |  | QCS-NH00, QCS-NH1, QCS-160, QCS-320 | 1 | 10,27 | 0,000 | 0,000 | 0,000 | 13,0 | 14 | 51 | 3.28, 6.17
33913 | extension shaft, 490 mm long |  | QCS-NH00, QCS-NH1, QCS-160, QCS-320 | 1 | 18,07 | 0,000 | 0,000 | 0,000 | 22,0 | 14 | 51 | 3.28, 6.17
33914 | connecting terminal 120 mm² | front connection | QCS-NH00, QCS-160 | 3 | 14,04 | 0,090 | 0,044 | 0,000 | 12,1 | 14 | 51 | 3.28, 6.17
33915 | connection for auxiliary line, for box terminal | flat connector EN 61210 6.3 x 0.8 | QCB-NH00, QCS-NH00, QCS-160 | 3 | 2,98 | 0,000 | 0,002 | 0,000 | 0,6 | 09 | 51 | 3.22, 3.24, 3.28, 6.17
33916 | grip lug cover for 03300, 03301 |  | NH 1 | 3 | 4,38 | 0,000 | 0,000 | 0,000 | 2,5 | 10 | 66 | 3.22
33917 | pilot switch | changeover 250 V AC / 5 A, 30 V DC / 4 A | QUADRON®60Classic, QUADRON®Panel size 1 | 1 | 8,50 | 0,000 | 0,000 | 0,056 | 1,3 | 09 | 51 | 3.24, 6.16
33918 | arcing chamber | retrofit package for higher utilisation category | for QCB-NH1 | 3 | 6,46 | 0,000 | 0,000 | 0,000 | 10,7 | 09 | 51 | 3.24, 6.16
33921 | rotary handle for door coupling drive, graphite grey, with shaft |  |  | 1 | 27,33 | 0,000 | 0,000 | 0,000 | 25,0 | 14 | 51 | 6.24
33922 | door coupling rotary handle, graphite grey, with shaft |  | LTS-T 315,400 | 1 | 48,35 | 0,000 | 0,000 | 0,000 | 35,0 | 14 | 51 | 6.24
33923 | door coupling rotary handle, graphite grey, with shaft |  | LTS-T 630,800 | 1 | 75,69 | 0,000 | 0,000 | 0,000 | 50,0 | 14 | 51 | 6.24
33924 | door coupling rotary handle, graphite grey, with shaft |  | LTS-T 1250 | 1 | 84,10 | 0,000 | 0,000 | 0,000 | 80,0 | 14 | 51 | 6.24
33925 | door coupling rotary handle, graphite grey, with shaft |  | LTS-T 1600,1800,2000,2500,3150 | 1 | 126,14 | 0,000 | 0,000 | 0,000 | 80,0 | 14 | 51 | 6.24
33926 | direct rotary handle, graphite grey, with shaft |  | LTS-T 125,160,200,250 | 1 | 17,24 | 0,000 | 0,000 | 0,000 | 5,0 | 14 | 51 | 6.24
33927 | direct rotary handle, graphite grey, with shaft |  | LTS-T 315,400 | 1 | 33,64 | 0,000 | 0,000 | 0,000 | 20,0 | 14 | 51 | 6.24
33928 | direct rotary handle, graphite grey, with shaft |  | LTS-T 630,800 | 1 | 58,88 | 0,000 | 0,000 | 0,000 | 25,0 | 14 | 51 | 6.24
33929 | direct rotary handle, graphite grey, with shaft |  | LTS-T 1250 | 1 | 67,27 | 0,000 | 0,000 | 0,000 | 30,0 | 14 | 51 | 6.24
33930 | direct rotary handle, graphite grey, with shaft |  | LTS-T 1600,1800,2000,2500,3150 | 1 | 92,50 | 0,000 | 0,000 | 0,000 | 30,0 | 14 | 51 | 6.24
33931 | door coupling rotary handle, graphite grey, with shaft |  | LTSU-T 125, 160, 200 | 1 | 21,64 | 0,000 | 0,000 | 0,000 | 25,0 | 14 | 51 | 6.25
33932 | door coupling rotary handle, graphite grey, with shaft |  | LTSU-T 250, 315, 400 | 1 | 45,45 | 0,000 | 0,000 | 0,000 | 50,0 | 14 | 51 | 6.25
33933 | door coupling rotary handle, graphite grey, with shaft |  | LTSU-T 630, 800 | 1 | 58,12 | 0,000 | 0,000 | 0,000 | 70,0 | 14 | 51 | 6.25
33934 | door coupling rotary handle, graphite grey, with shaft |  | LTSU-T 1000 | 1 | 86,57 | 0,000 | 0,000 | 0,000 | 80,0 | 14 | 51 | 6.25
33935 | direct rotary handle, graphite grey, with shaft |  | LTSU-T 125, 160, 200 | 1 | 13,29 | 0,000 | 0,000 | 0,000 | 5,0 | 14 | 51 | 6.25
33936 | direct rotary handle, graphite grey, with shaft |  | LTSU-T 250, 315, 400 | 1 | 34,32 | 0,000 | 0,000 | 0,000 | 5,0 | 14 | 51 | 6.25
33937 | direct rotary handle, graphite grey, with shaft |  | LTSU-T 630, 800 | 1 | 43,60 | 0,000 | 0,000 | 0,000 | 30,0 | 14 | 51 | 6.25
33938 | direct rotary handle, graphite grey, with shaft |  | LTSU-T 1000 | 1 | 67,70 | 0,000 | 0,000 | 0,000 | 30,0 | 14 | 51 | 6.25
33939 | terminal cover | for covering all terminals at one side of the switch, transparent | LTS-T 315 | 1 | 21,64 | 0,000 | 0,000 | 0,000 | 10,0 | 14 | 51 | 6.24
33940 | terminal cover | for covering all terminals at one side of the switch, transparent | LTS-T 630,800 | 1 | 45,45 | 0,000 | 0,000 | 0,000 | 15,0 | 14 | 51 | 6.24
33941 | terminal cover | for covering all terminals at one side of the switch, transparent | LTS-T 1250 | 1 | 58,12 | 0,000 | 0,000 | 0,000 | 20,0 | 14 | 51 | 6.24
33942 | terminal cover | for covering all terminals at one side of the switch, transparent | LTS-T 1600,1800 | 1 | 86,57 | 0,000 | 0,000 | 0,000 | 45,0 | 14 | 51 | 6.24
33943 | connection space cover, top / bottom attachable | for covering all terminals at one side of the switch, transparent | LTS-T 125,160,200,250 | 1 | 13,29 | 0,000 | 0,000 | 0,000 | 10,0 | 14 | 51 | 6.24
33944 | connection space cover, top / bottom attachable | for covering all terminals at one side of the switch, transparent | LTS-T 315,400 | 1 | 34,32 | 0,000 | 0,000 | 0,000 | 15,0 | 14 | 51 | 6.24
33945 | connection space cover, top / bottom attachable | for covering all terminals at one side of the switch, transparent | LTS-T 630,800 | 1 | 43,60 | 0,000 | 0,000 | 0,000 | 20,0 | 14 | 51 | 6.24
33946 | pilot switch | 1 n/c + 1 n/o, plug connectors 6.3 x 0.8 | LTS-T, LTSU-T | 1 | 16,84 | 0,000 | 0,000 | 0,000 | 5,0 | 14 | 51 | 6.24, 6.25
33947 | pilot switch | 2 n/c + 2 n/o, plug connectors 6.3 x 0.8 | LTS-T, LTSU-T | 1 | 33,38 | 0,000 | 0,000 | 0,000 | 10,0 | 14 | 51 | 6.24, 6.25
33950 | front cover IP30 |  |  | 1 | 77,50 | 0,000 | 0,000 | 0,000 | 10,7 | 12 | 70
33954 | extension shaft, 250 mm long |  | LTS-T 125-250, LTSU-T 125-200 | 1 | 34,01 | 0,000 | 0,000 | 0,000 | 10,0 | 14 | 51 | 6.26
33955 | extension shaft, 376 mm long |  | LTS-T 315/400, LTSU-T 250-400 | 1 | 38,96 | 0,000 | 0,000 | 0,000 | 31,0 | 14 | 51 | 6.26
33956 | extension shaft, 345 mm long |  | LTS-T 630/800 | 1 | 47,30 | 0,000 | 0,000 | 0,000 | 52,0 | 14 | 51 | 6.26
33957 | extension shaft, 336 mm long |  | LTS-T 1250, LTSU-T 630-1000 | 1 | 86,88 | 0,000 | 0,000 | 0,000 | 52,0 | 14 | 51 | 6.26
33958 | extension shaft, 485 mm long |  | LTS-T 1600/1800 | 1 | 82,55 | 0,000 | 0,000 | 0,000 | 75,0 | 14 | 51 | 6.26
33959 | extension shaft, 387 mm long |  | LTS-T 125-250, LTSU-T 125-200 | 1 | 38,33 | 0,000 | 0,000 | 0,000 | 17,0 | 14 | 51 | 6.26
33960 | extension shaft, 536 mm long |  | LTS-T 315/400 | 1 | 63,32 | 0,000 | 0,000 | 0,000 | 43,0 | 14 | 51 | 6.26
33961 | extension shaft, 525 mm long |  | LTS-T 630/800 | 1 | 75,07 | 0,000 | 0,000 | 0,000 | 85,0 | 14 | 51 | 6.26
33962 | extension shaft, 635 mm long |  | LTS-T 1600/1800 | 1 | 114,66 | 0,000 | 0,000 | 0,000 | 100,0 | 14 | 51 | 6.26
33963 | terminal cover, transparent, 3-pole, for incoming II | for covering all terminals at one side of the switch | LTSU-T 200, 250, 315, 400 | 1 | 45,92 | 0,000 | 0,000 | 0,000 | 10,0 | 14 | 51 | 6.25
33964 | terminal cover, transparent, 3-pole, for incoming I | for covering all terminals at one side of the switch | LTSU-T 200, 250, 315, 400 | 1 | 45,92 | 0,000 | 0,000 | 0,000 | 10,0 | 14 | 51 | 6.25
33967 | terminal cover, transparent, 4-pole, for incoming I and II | for covering all terminals at one side of the switch | LTSU-T 250, 315, 400 | 1 | 59,78 | 0,000 | 0,000 | 0,000 | 10,0 | 14 | 51 | 6.25
33968 | terminal cover, transparent, 3-pole, for outgoing | for covering all terminals at one side of the switch | LTSU-T 200, 250, 315, 400 | 1 | 48,35 | 0,000 | 0,000 | 0,000 | 10,0 | 14 | 51 | 6.25
33969 | terminal cover, transparent, 4-pole, for outgoing | for covering all terminals at one side of the switch | LTSU-T 250, 315, 400 | 1 | 64,27 | 0,000 | 0,000 | 0,000 | 10,0 | 14 | 51 | 6.25
33970 | door coupling rotary handle, yellow-red, with shaft |  | LTS-T 125,160,200,250 | 1 | 33,28 | 0,000 | 0,000 | 0,000 | 25,0 | 14 | 51 | 6.24
33971 | door coupling rotary handle, yellow-red, with shaft |  | LTS-T 315,400 | 1 | 52,56 | 0,000 | 0,000 | 0,000 | 35,0 | 14 | 51 | 6.24
33972 | door coupling rotary handle, yellow-red, with shaft |  | LTS-T 630,800 | 1 | 75,69 | 0,000 | 0,000 | 0,000 | 50,0 | 14 | 51 | 6.24
33973 | door coupling rotary handle, yellow-red, with shaft |  | LTS-T 1250 | 1 | 91,98 | 0,000 | 0,000 | 0,000 | 80,0 | 14 | 51 | 6.24
33974 | door coupling rotary handle, yellow-red, with shaft |  | LTS-T 1600,1800,2000,2500,3150 | 1 | 126,14 | 0,000 | 0,000 | 0,000 | 80,0 | 14 | 51 | 6.24
35001 | busbar support, 3-pole, centre | for centre feed unit with triple T busbars |  | 1 | 142,43 | 0,000 | 0,000 | 0,000 | 458,0 | 11 | 15 | 5.2
35004 | centre feed unit 2000 A | for cabinet width 800 mm |  | 1 | 632,98 | 12,570 | 0,000 | 0,000 | 2488,0 | 11 | 12 | 5.1
35005 | centre feed unit 2000 A | for cabinet width 600 mm |  | 1 | 527,70 | 8,730 | 0,000 | 0,000 | 1716,0 | 11 | 12 | 5.1
35006 | centre feed unit 1250 A | for cabinet width 800 mm |  | 1 | 504,19 | 8,644 | 0,000 | 0,000 | 1716,0 | 11 | 12 | 5.1
35007 | centre feed unit 1250 A | for cabinet width 600 mm |  | 1 | 448,33 | 5,966 | 0,000 | 0,000 | 1434,0 | 11 | 12 | 5.1
35008 | busbar support, lateral | for centre feed unit with double T and triple T busbars |  | 2 | 138,17 | 0,000 | 0,000 | 0,000 | 458,0 | 11 | 15 | 5.2
35009 | busbar support, 4-pole, centre | for centre feed unit with double T busbars |  | 1 | 142,43 | 0,000 | 0,000 | 0,000 | 458,0 | 11 | 15 | 5.2
35015 | centre feed unit 3200 A | for cabinet width 600 mm |  | 1 | 652,15 | 13,921 | 0,000 | 0,000 | 2200,0 | 11 | 12 | 5.1
35016 | centre feed unit 3200 A | for cabinet width 800 mm |  | 1 | 795,17 | 20,170 | 0,000 | 0,000 | 2940,0 | 11 | 12 | 5.1
35017 | additional cover holder | for centre feed unit |  | 4 | 2,11 | 0,000 | 0,000 | 0,000 | 1,4 | 11 | 15 | 5.2
36001 | busbar adapter 16 A, with CrossLink®Technology | 1 fixed mounting rail, with fuse-carrier 10x38 / Class CC | 22.5 x 160, with removable upper section and leads AWG 14 (2.5 mm²) | 1 | 60,70 | 0,033 | 0,000 | 0,000 | 18,0 | 05 | 21 | 2.3
36003 | busbar adapter 16 A, with CrossLink®Technology | 1 fixed mounting rail, with fuse-carrier 10x38 / Class CC | 22.5 x 200, with removable upper section and leads AWG 14 (2.5 mm²) | 1 | 61,84 | 0,033 | 0,000 | 0,000 | 20,0 | 05 | 21 | 3.10
36009 | Adapter 16A, with CrossLink® interface | 1 fixed mounting rail, with fuse-carrier 10x38 / Class CC | 22.5 x 160, with leads AWG 14 (2.5 mm²) | 1 | 38,20 | 0,021 | 0,000 | 0,000 | 12,9 | 05 | 21 | 1.3
36050 | switch-disconnector-fuse, 3-pole | for fuses 10x38 | with CrossLink® interface | 1 | 93,51 | 0,027 | 0,000 | 0,000 | 17,5 | 01 | 42
36100 | hybrid motor starter, 3-pole | direct and reversing starter 0.075 - 0.6 A / switch for resistive loads 0.075 - 0.6 A | with CrossLink®Technology | 1 | 220,99 | 0,030 | 0,0048 | 0,000 | 58,1 | 21 | 03 | 6.1
36101 | hybrid motor starter, 3-pole | direct and reversing starter 0.075 - 0.6 A / switch for resistive loads 0.075 - 0.6 A | with CrossLink®Technology | 1 | 218,80 | 0,024 | 0,000 | 0,000 | 55,3 | 21 | 06 | 2.3
36102 | hybrid motor starter, 3-pole | direct and reversing starter 0.075 - 0.6 A / switch for resistive loads 0.075 - 0.6 A | with CrossLink®Technology | 1 | 219,13 | 0,024 | 0,000 | 0,000 | 56,1 | 21 | 09 | 3.16
36103 | hybrid motor starter, 3-pole | direct and reversing starter 0.18 - 2.4 A / switch for resistive loads 0.18 - 2.4 A | with CrossLink®Technology | 1 | 220,99 | 0,030 | 0,0048 | 0,000 | 58,5 | 21 | 03 | 6.1
36104 | hybrid motor starter, 3-pole | direct and reversing starter 0.18 - 2.4 A / switch for resistive loads 0.18 - 2.4 A | with CrossLink®Technology | 1 | 218,80 | 0,024 | 0,000 | 0,000 | 55,8 | 21 | 06 | 2.3
36105 | hybrid motor starter, 3-pole | direct and reversing starter 0.18 - 2.4 A / switch for resistive loads 0.18 - 2.4 A | with CrossLink®Technology | 1 | 219,13 | 0,024 | 0,000 | 0,000 | 56,5 | 21 | 09 | 3.16
36106 | hybrid motor starter, 3-pole | direct and reversing starter 1.5 - 6.5 A / switch for resistive loads 1.5 - 9.0 A | with CrossLink®Technology | 1 | 220,99 | 0,030 | 0,0048 | 0,000 | 59,2 | 21 | 03 | 6.1
36107 | hybrid motor starter, 3-pole | direct and reversing starter 1.5 - 6.5 A / switch for resistive loads 1.5 - 9.0 A | with CrossLink®Technology | 1 | 218,80 | 0,024 | 0,000 | 0,000 | 55,9 | 21 | 06 | 2.3
36108 | hybrid motor starter, 3-pole | direct and reversing starter 1.5 - 6.5 A / switch for resistive loads 1.5 - 9.0 A | with CrossLink®Technology | 1 | 219,13 | 0,024 | 0,000 | 0,000 | 56,6 | 21 | 09 | 3.16
36109 | hybrid motor starter, 3-pole | electronic unit direct and reversing starter 0.075 - 0.6 A / switch for resistive loads 0.075 - 0.6 A | with CrossLink® interface | 1 | 210,66 | 0,013 | 0,000 | 0,000 | 50,9 | 21 | 01 | 1.2, 2.3, 3.16, 6.1
36110 | hybrid motor starter, 3-pole | electronic unit direct and reversing starter 0.18 - 2.4 A / switch for resistive loads 0.18 - 2.4 A | with CrossLink® interface | 1 | 210,66 | 0,013 | 0,000 | 0,000 | 50,7 | 21 | 01 | 1.2, 2.3, 3.16, 6.1
36111 | hybrid motor starter, 3-pole | electronic unit direct and reversing starter 1.5 - 6.5 A / switch for resistive loads 1.5 - 9.0 A | with CrossLink® interface | 1 | 210,66 | 0,013 | 0,000 | 0,000 | 51,4 | 21 | 01 | 1.2, 2.3, 3.16, 6.1
36112 | spare part for MOTUS®Panel | adapter for MOTUS®Panel |  | 1 | 21,37 | 0,013 | 0,0048 | 0,000 | 12,8 | 05 | 58 | 6.1
36113 | spare part busbar adapter 25 A | busbar adapter base with CrossLink® interface |  | 1 | 8,44 | 0,007 | 0,000 | 0,000 | 9,3 | 05 | 58 | 2.3
36114 | spare part busbar adapter 25 A | busbar adapter base with CrossLink® interface |  | 1 | 8,99 | 0,007 | 0,000 | 0,000 | 11,0 | 05 | 58 | 3.16
36123 | hybrid motor starter, 3-pole | direct and reversing starter 0.18 - 3.0 A / switch for resistive loads 0.18 - 3.0 A | with IO-Link interface, with CrossLink®Technology | 1 | 338,31 | 0,030 | 0,0048 | 0,000 | 59,2 | 21 | 03 | 6.1
36124 | hybrid motor starter, 3-pole | direct and reversing starter 0.18 - 3.0 A / switch for resistive loads 0.18 - 3.0 A | with IO-Link interface, with CrossLink®Technology | 1 | 336,11 | 0,024 | 0,000 | 0,000 | 55,9 | 21 | 06
36125 | hybrid motor starter, 3-pole | direct and reversing starter 0.18 - 3.0 A / switch for resistive loads 0.18 - 3.0 A | with IO-Link interface, with CrossLink®Technology | 1 | 336,44 | 0,024 | 0,000 | 0,000 | 56,6 | 21 | 09 | 3.16
36126 | hybrid motor starter, 3-pole | direct and reversing starter 1.5 - 7.0 A / switch for resistive loads 1.5 - 9.0 A | with IO-Link interface, with CrossLink®Technology | 1 | 338,31 | 0,030 | 0,0048 | 0,000 | 59,2 | 21 | 03 | 6.1
36127 | hybrid motor starter, 3-pole | direct and reversing starter 1.5 - 7.0 A / switch for resistive loads 1.5 - 9.0 A | with IO-Link interface, with CrossLink®Technology | 1 | 336,11 | 0,024 | 0,000 | 0,000 | 55,9 | 21 | 06
36128 | hybrid motor starter, 3-pole | direct and reversing starter 1.5 - 7.0 A / switch for resistive loads 1.5 - 9.0 A | with IO-Link interface, with CrossLink®Technology | 1 | 336,44 | 0,024 | 0,000 | 0,000 | 56,6 | 21 | 09 | 3.16
36130 | hybrid motor starter, 3-pole | electronic unit direct and reversing starter 0.18 - 3.0 A / switch for resistive loads 0.18 - 3.0 A | with IO-Link interface, with CrossLink® interface | 1 | 327,97 | 0,017 | 0,000 | 0,000 | 51,4 | 21 | 01 | 1.2
36131 | hybrid motor starter, 3-pole | electronic unit direct and reversing starter 1.5 - 7.0 A / switch for resistive loads 1.5 - 9.0 A | with IO-Link interface, with CrossLink® interface | 1 | 327,97 | 0,017 | 0,000 | 0,000 | 51,4 | 21 | 01 | 1.2
36152 | hybrid switch, 3-pole or 1-pole switchable | switch for resistive loads 25.0 A, for applications IEC | with CrossLink®Technology | 1 | 393,73 | 0,026 | 0,000 | 0,000 | 62,8 | 21 | 15 | 2.3
36153 | hybrid switch, 3-pole or 1-pole switchable | switch for resistive loads 25.0 A, for applications IEC | with CrossLink®Technology | 1 | 394,82 | 0,026 | 0,000 | 0,000 | 45,8 | 21 | 18 | 3.16
36154 | hybrid switch, 3-pole or 1-pole switchable | electronic unit switch for resistive loads 25.0 A, for applications IEC | with CrossLink® interface | 1 | 384,20 | 0,014 | 0,000 | 0,000 | 55,2 | 21 | 11 | 1.2, 2.3, 3.16
36155 | spare part busbar adapter 25 A | busbar adapter base with CrossLink® interface |  | 1 | 13,49 | 0,013 | 0,000 | 0,000 | 10,6 | 05 | 58 | 2.3
36156 | spare part busbar adapter 25 A | busbar adapter base with CrossLink® interface |  | 1 | 14,39 | 0,013 | 0,000 | 0,000 | 10,8 | 05 | 58 | 3.16
36157 | hybrid switch, 3-pole or 1-pole switchable | switch for resistive loads 20.0 A, for applications UL | with CrossLink®Technology | 1 | 448,57 | 0,026 | 0,000 | 0,000 | 45,2 | 21 | 15 | 2.3
36158 | hybrid switch, 3-pole or 1-pole switchable | switch for resistive loads 20.0 A, for applications UL | with CrossLink®Technology | 1 | 449,66 | 0,026 | 0,000 | 0,000 | 45,8 | 21 | 18 | 3.16
36159 | hybrid switch, 3-pole or 1-pole switchable | electronic unit switch for resistive loads 20.0 A, for applications UL | with CrossLink® interface | 1 | 433,86 | 0,014 | 0,000 | 0,000 | 55,2 | 21 | 11 | 1.2, 2.3, 3.16
36200 | power supply 10 A | 400 V AC / 24 V DC, with push-in terminals |  | 1 | 330,21 | 0,002 | 0,000 | 0,024 | 71,8 | 21 | 40 | 1.1
36209 | bus module SmartWireDT | for all MOTUS® |  | 1 | 134,06 | 0,000 | 0,000 | 0,000 | 6,5 | 21 | 24
36215 | power feed 24V for SmartWire-DT |  |  | 1 | 163,21 | 0,000 | 0,000 | 0,000 | 17,0 | 21 | 56
36216 | gateway Profibus DP to SmartWire-DT |  |  | 1 | 389,98 | 0,000 | 0,000 | 0,000 | 16,0 | 21 | 21
36218 | gateway CANopen to SmartWire-DT |  |  | 1 | 365,29 | 0,000 | 0,000 | 0,000 | 16,0 | 21 | 21
36219 | gateway EtherNet/IP to SmartWire-DT |  |  | 1 | 549,25 | 0,000 | 0,000 | 0,000 | 16,0 | 21 | 21
36220 | gateway Profinet to SmartWire-DT |  |  | 1 | 684,32 | 0,000 | 0,000 | 0,000 | 16,0 | 21 | 21
36230 | Bus modul SmartWire-DT | für alle Adapter EEC und EMC im 60Classic | 3 In / 2 Out | 1 | 122,69 | 0,000 | 0,000 | 0,000 | 8,0 | 21 | 24
36902 | spare part for MOTUS® | connecting plug with cable connection, 2 units |  | 1 | 14,50 | 0,049 | 0,000 | 0,000 | 7,6 | 21 | 51 | 6.1
36903 | spare part for MOTUS® | connecting plug with cable connection, 3 units |  | 1 | 19,55 | 0,062 | 0,000 | 0,000 | 9,0 | 21 | 51 | 6.1
36904 | spare part for MOTUS® | connecting plug with cable connection, 4 units |  | 1 | 24,40 | 0,076 | 0,000 | 0,000 | 10,9 | 21 | 51 | 6.1
36905 | ribbon cable 8-pole |  |  | 1 | 33,60 | 0,000 | 0,000 | 0,000 | 5,5 | 21 | 56
36906 | device plug |  |  | 10 | 5,28 | 0,000 | 0,000 | 0,000 | 5,5 | 21 | 56
36907 | flat plug gateway and power feed |  |  | 10 | 4,80 | 0,000 | 0,000 | 0,000 | 0,5 | 21 | 56
36908 | network termination |  |  | 1 | 44,89 | 0,000 | 0,000 | 0,000 | 1,0 | 21 | 56
36909 | pliers for device plug |  |  | 1 | 623,00 | 0,000 | 0,000 | 0,000 | 62,0 | 21 | 56
36910 | pliers for flat plug |  |  | 1 | 733,38 | 0,000 | 0,000 | 0,000 | 62,0 | 21 | 56
36911 | USB cable | for connection Gateway - PC |  | 1 | 239,38 | 0,000 | 0,000 | 0,000 | 1,0 | 21 | 56
36912 | bridge | for bridging open installation points in connector plugs |  | 5 | 6,77 | 0,000 | 0,000 | 0,000 | 1,0 | 21 | 56
36913 | coupling | flat connection |  | 1 | 25,50 | 0,000 | 0,000 | 0,000 | 1,0 | 21 | 56
36917 | spare part for OMUS® | 12-pole control plug with spring terminals |  | 1 | 10,68 | 0,000 | 0,000 | 0,000 | 0,6 | 21 | 51 | 1.2, 2.3, 3.16
36918 | spare part for OMUS® | 3-pole load plug with screw terminals |  | 1 | 6,52 | 0,000 | 0,000 | 0,000 | 1,4 | 21 | 51 | 1.2, 2.3, 3.16
36919 | padlock for locking the switch |  |  | 36 | 3,43 | 0,000 | 0,000 | 0,000 | 1,1 | 01 | 36
37200 | current transformer 200 A / 5 A | 1.5 VA / class 1 |  | 1 | 61,32 | 0,000 | 0,000 | 0,000 | 10,4 | 23 | 05 | 4.20, 7.5
37201 | current transformer 250 A / 5 A | 1.5 VA / class 1 |  | 1 | 61,32 | 0,000 | 0,000 | 0,000 | 10,4 | 23 | 05 | 4.20, 7.5
37202 | current transformer 400 A / 5 A | 1.5 VA / class 1 |  | 1 | 61,32 | 0,000 | 0,000 | 0,000 | 10,4 | 23 | 05 | 4.20, 7.5
37203 | current transformer 500 A / 5 A | 1.5 VA / class 1 |  | 1 | 61,32 | 0,000 | 0,000 | 0,000 | 10,4 | 23 | 05 | 4.20, 7.5
37204 | current transformer 200 A / 5 A | 1.5 VA / class 0.5 |  | 1 | 89,73 | 0,000 | 0,000 | 0,000 | 10,4 | 23 | 01 | 4.20, 7.5
37205 | current transformer 250 A / 5 A | 1.5 VA / class 0.5 |  | 1 | 89,73 | 0,000 | 0,000 | 0,000 | 10,4 | 23 | 01 | 4.20, 7.5
37206 | current transformer 400 A / 5 A | 1.5 VA / class 0.5 |  | 1 | 89,73 | 0,000 | 0,000 | 0,000 | 10,4 | 23 | 01 | 4.20, 7.5
37207 | current transformer 500 A / 5 A | 1.5 VA / class 0.5 |  | 1 | 89,73 | 0,000 | 0,000 | 0,000 | 10,4 | 23 | 01 | 4.20, 7.5
37208 | current transformer 200 A / 5 A, with decl. of conformity | 1.5 VA / class 0.5 |  | 1 | 89,73 | 0,000 | 0,000 | 0,000 | 10,4 | 23 | 11 | 4.20, 7.5
37209 | current transformer 250 A / 5 A, with decl. of conformity | 1.5 VA / class 0.5 |  | 1 | 89,73 | 0,000 | 0,000 | 0,000 | 10,4 | 23 | 11 | 4.20, 7.5
37210 | current transformer 400 A / 5 A, with decl. of conformity | 1.5 VA / class 0.5 |  | 1 | 89,73 | 0,000 | 0,000 | 0,000 | 10,4 | 23 | 11 | 4.20, 7.5
37211 | current transformer 500 A / 5 A, with decl. of conformity | 1.5 VA / class 0.5 |  | 1 | 89,73 | 0,000 | 0,000 | 0,000 | 10,4 | 23 | 11 | 4.20, 7.5
37212 | current transformer 200 A / 5 A | 2.5 VA / class 1 | when used on busbars or in 630 A adapters, 37900 is additionally required | 1 | 54,57 | 0,000 | 0,000 | 0,000 | 13,5 | 23 | 05 | 3.3, 4.14, 4.20, 4.3, 7.1, 7.2, 7.4
37213 | current transformer 250 A / 5 A | 2.5 VA / class 1 | when used on busbars or in 630 A adapters, 37900 is additionally required | 1 | 54,57 | 0,000 | 0,000 | 0,000 | 13,5 | 23 | 05 | 3.3, 4.14, 4.20, 4.3, 7.1, 7.2, 7.4
37214 | current transformer 400 A / 5 A | 2.5 VA / class 1 | when used on busbars or in 630 A adapters, 37900 is additionally required | 1 | 54,57 | 0,000 | 0,000 | 0,000 | 13,5 | 23 | 05 | 3.3, 4.14, 4.20, 4.3, 7.1, 7.2, 7.4
37215 | current transformer 500 A / 5 A | 2.5 VA / class 1 | when used on busbars or in 630 A adapters, 37900 is additionally required | 1 | 54,57 | 0,000 | 0,000 | 0,000 | 13,5 | 23 | 05 | 3.3, 4.14, 4.20, 4.3, 7.1, 7.2, 7.4
37216 | current transformer 600 A / 5 A | 2.5 VA / class 1 | when used on busbars or in 630 A adapters, 37900 is additionally required | 1 | 54,57 | 0,000 | 0,000 | 0,000 | 13,5 | 23 | 05 | 3.3, 4.14, 4.20, 4.3, 7.1, 7.2, 7.4
37217 | current transformer 800 A / 5 A | 2.5 VA / class 1 | when used on busbars or in 630 A adapters, 37900 is additionally required | 1 | 62,21 | 0,000 | 0,000 | 0,000 | 13,5 | 23 | 05 | 4.2, 4.20, 7.1
37218 | current transformer 910 A / 5 A | 2.5 VA / class 1 | when used on busbars or in 630 A adapters, 37900 is additionally required | 1 | 62,21 | 0,000 | 0,000 | 0,000 | 13,5 | 23 | 05 | 4.2, 7.1
37219 | current transformer 200 A / 5 A | 1.5 VA / class 0.5 | when used on busbars or in 630 A adapters, 37900 is additionally required | 1 | 76,40 | 0,000 | 0,000 | 0,000 | 13,5 | 23 | 01 | 4.14, 4.20, 4.3, 7.1, 7.2, 7.4
37220 | current transformer 250 A / 5 A | 2.5 VA / class 0.5 | when used on busbars or in 630 A adapters, 37900 is additionally required | 1 | 76,40 | 0,000 | 0,000 | 0,000 | 13,5 | 23 | 01 | 4.14, 4.20, 4.3, 7.1, 7.2, 7.4
37221 | current transformer 400 A / 5 A | 2.5 VA / class 0.5 | when used on busbars or in 630 A adapters, 37900 is additionally required | 1 | 76,40 | 0,000 | 0,000 | 0,000 | 13,5 | 23 | 01 | 4.14, 4.20, 4.3, 7.1, 7.2, 7.4
37222 | current transformer 500 A / 5 A | 2.5 VA / class 0.5 | when used on busbars or in 630 A adapters, 37900 is additionally required | 1 | 76,40 | 0,000 | 0,000 | 0,000 | 13,5 | 23 | 01 | 4.14, 4.20, 4.3, 7.1, 7.2, 7.4
37223 | current transformer 600 A / 5 A | 2.5 VA / class 0.5 | when used on busbars or in 630 A adapters, 37900 is additionally required | 1 | 76,40 | 0,000 | 0,000 | 0,000 | 13,5 | 23 | 01 | 4.14, 4.20, 4.3, 7.1, 7.2, 7.4
37224 | current transformer 800 A / 5 A | 2.5 VA / class 0.5 | when used on busbars or in 630 A adapters, 37900 is additionally required | 1 | 87,10 | 0,000 | 0,000 | 0,000 | 13,5 | 23 | 01 | 4.2, 4.20, 7.1
37225 | current transformer 910 A / 5 A | 2.5 VA / class 0.5 | when used on busbars or in 630 A adapters, 37900 is additionally required | 1 | 87,10 | 0,000 | 0,000 | 0,000 | 13,5 | 23 | 01 | 4.2
37226 | current transformer 250 A / 5 A | 1.5 VA / class 0.5s | when used on busbars or in 630 A adapters, 37900 is additionally required | 1 | 87,86 | 0,000 | 0,000 | 0,000 | 13,5 | 23 | 03 | 7.1, 7.2
37227 | current transformer 400 A / 5 A | 2.5 VA / class 0.5s | when used on busbars or in 630 A adapters, 37900 is additionally required | 1 | 87,86 | 0,000 | 0,000 | 0,000 | 13,5 | 23 | 03 | 7.1, 7.2
37228 | current transformer 500 A / 5 A | 2.5 VA / class 0.5s | when used on busbars or in 630 A adapters, 37900 is additionally required | 1 | 87,86 | 0,000 | 0,000 | 0,000 | 13,5 | 23 | 03 | 7.1, 7.2
37229 | current transformer 600 A / 5 A | 2.5 VA / class 0.5s | when used on busbars or in 630 A adapters, 37900 is additionally required | 1 | 87,86 | 0,000 | 0,000 | 0,000 | 13,5 | 23 | 03 | 7.1, 7.2
37230 | current transformer 800 A / 5 A | 2.5 VA / class 0.5s | when used on busbars or in 630 A adapters, 37900 is additionally required | 1 | 100,16 | 0,000 | 0,000 | 0,000 | 13,5 | 23 | 03 | 7.1
37231 | current transformer 910 A / 5 A | 2.5 VA / class 0.5s | when used on busbars or in 630 A adapters, 37900 is additionally required | 1 | 100,16 | 0,000 | 0,000 | 0,000 | 13,5 | 23 | 03
37900 | fixing clip for current transformer | for mounting at busbars and in adapters 630 A | for busbars 25-30 x 5 and 12-30 x 10 | 3 | 4,52 | 0,000 | 0,000 | 0,000 | 0,5 | 23 | 51 | 3.3, 7.1
78105 | trim frame, double | 232 x 210, not for 33221, 33222 | size 00 | 10 | 9,95 | 0,000 | 0,000 | 0,000 | 2,9 | 09 | 51 | 6.15
78442 | label | PE green-yellow | diameter 15 mm | 200 | 0,31 | 0,000 | 0,000 | 0,000 | 0,1 | 06 | 30 | 7.21
78443 | label | N blue | diameter 15 mm | 200 | 0,31 | 0,000 | 0,000 | 0,000 | 0,1 | 06 | 30 | 7.21
78447 | label | PE/N green-yellow / blue | diameter 15 mm | 200 | 0,33 | 0,000 | 0,000 | 0,000 | 0,1 | 06 | 30 | 7.21
78463 | busbar cover | for 12 x 5 busbar, 1 m long | touch protection cover | 10 | 2,82 | 0,000 | 0,000 | 0,000 | 3,2 | 06 | 27 | 2.1, 3.4
78893 | trim frame, single | 130 x 210, not for 33221, 33222 | size 00 | 10 | 7,56 | 0,000 | 0,000 | 0,000 | 1,9 | 09 | 51 | 6.15
79253 | barrier | 1-fold, for NH fuse-base, busbar mounted | NH 00 | 100 | 0,89 | 0,000 | 0,000 | 0,000 | 1,5 | 10 | 66
79448 | grip lug cover | for NH base and 33705 | NH 00 | 30 | 2,03 | 0,000 | 0,000 | 0,000 | 1,2 | 10 | 66 | 3.22, 4.13, 6.12
79449 | grip lug cover | for NH fuse-base | NH 1 - 3 | 30 | 2,68 | 0,000 | 0,000 | 0,000 | 1,5 | 10 | 66 | 3.22, 6.11, 6.12
79663 | shock protection cover | attachable on either side | for strip covers | 10 | 4,71 | 0,000 | 0,000 | 0,000 | 1,3 | 01 | 36 | 3.17, 3.18
79738 | reserve section cover | 54 x 195, pitch 3 x 18 mm |  | 10 | 2,43 | 0,000 | 0,000 | 0,000 | 4,5 | 06 | 27 | 3.30
79811 | cover for cable lugs, top / bottom attachable |  | NH 00 | 1 | 4,32 | 0,000 | 0,000 | 0,000 | 2,8 | 09 | 51 | 3.22, 3.25, 6.15
79859 | reserve section cover | variable, 36 to 64 x 195, with 2 pieces |  | 10 | 2,43 | 0,000 | 0,000 | 0,000 | 3,2 | 06 | 27 | 3.30